{"text_format":"1","workbook":"xlsx","n_sheets":5,"sheets":["STRONA GŁÓWNA","Indeks kabli i przewodów","CENNIK PŁASKI","ZAMÓWIENIE","OPAKOWANIA"],"not_rendered":{"charts":0,"images":2,"macros":1,"external_links":3,"defined_names":433,"comments":1,"pivot_tables":0},"unopened":[],"bounds":{"document_bytes":16777216,"sheet_cells":100000,"rows_first":2000,"rows_last":500,"rows_between":2000,"halvings":0,"cell_chars":16384,"cell_head_chars":4096},"cells_cut":0,"cells_raw":0,"read":"whole","date_system":"1900"}

{"sheet":"STRONA GŁÓWNA","index":0,"n_rows":13,"n_cols":1,"rows_kept":13,"cut":false,"hidden":false,"merged":[]}
[]
["Cennik wyrobów\nedycja 27.12.2016"]
["Indeks kabli i przewodów"]
["KABLE STEROWNICZE"]
["KABLE BEZPIECZNE "]
["KABLE TELEKOMUNIKACYJNE "]
["KABLE ENERGETYCZNE I SYGNALIZACYJNE "]
["KABLE AUDIO"]
["KABLE  GÓRNICZE"]
["Cennik płaski"]
["Opakowania standardowe i cięcia"]
["\nCennik zawiera wybrane produkty z oferty Zakładów Kablowych Bitner. \nW przypadku zainteresowania wyrobami spoza listy prosimy o kontakt z działem handlowym\n(tel. 12 389 40 24 wew. 112-117) lub z działem ofert (tel. 12 389 40 24 wew. 343-347).\nPodane ceny są cenami netto, do których należy doliczyć 23% VAT zgodnie z obowiązującą ustawą o podatku od towarów i usług.          \n                                            "]
["ZAKŁADY KABLOWE BITNER\n     Zakład Produkcyjny: 32-353 Trzyciąż 165 k/Krakowa \n   tel.+48 12 389 40 24, fax.+48 12 380 17 00               \n     www.bitner.com.pl\n    bitner@bitner.com.pl"]

{"sheet":"Indeks kabli i przewodów","index":1,"n_rows":140,"n_cols":6,"rows_kept":140,"cut":false,"hidden":false,"merged":[]}
["KABLE STEROWNICZE","KABLE BEZPIECZNE       ","KABLE TELEKOMUNIKACYJNE ","KABLE ENERGETYCZNE I SYGNALIZACYJNE ","KABLE AUDIO","KABLE  GÓRNICZE"]
["BiT 1000","(N)HXCH FE180/E30 CERAMIC","A-2Y(L)2Y","AsXSn 0,6/1 kV","BiTsound Instal Speaker Cable","8GTL3Gkon-G 300/500V"]
["BiT 1000 (St)","(N)HXCH FE180/E90 CERAMIC","A-2Y(L)2YB2Y","BiT GsLGs 450/750V","BiTsound Instal Speaker Cable LSOH","BiTflex (a) O2nGcekż/w-GW 3,6/6kV"]
["BiT 1000 (St) FR","(N)HXH-J FE180/E30 CERAMIC","A-2YF(L)2Y","BiT LGs 300/500V","BiTsound Instrument Cable ","BiTflex (a) OnGcekż/w-GW 3,6/6kV"]
["BiT 1000 (St) H","(N)HXH-J FE180/E90 CERAMIC","A-2YF(L)2YB2Y","BiT LGs 450/750V","BiTsound Speaker Cable OFC","BiTmining (N)TSCGEWOEU-F 12/20kV"]
["BiT 1000 (St) OR","(N)HXH-O FE180/E30 CERAMIC","BITLAN","BiT NSHTÖU 0,6/1 kV","Digital Hybrid Cable ","BiTmining (N)TSCGEWOEU-F 14/25kV"]
["BiT 1000 2(St) ","(N)HXH-O FE180/E90 CERAMIC","BiTSAT","BiT YKSXS 0,6/1kV","DMX","BiTmining (N)TSCGEWOEU-F 18/30kV"]
["BiT 1000 2(St) FR ","BiT HDHX 450/750V","EKKX","BiT YKSY 0,6/1kV ","InfoBiT 16 PE-(St)PVC","BiTmining (N)TSCGEWOEU-F 3,6/6kV"]
["BiT 1000 2(St) H ","BiT HDHXżo 450/750V","ELAQBY","BiT YKSY ektmy 0,6/1kV","InfoBiT 16 PVC-PVC","BiTmining (N)TSCGEWOEU-F 6/10kV"]
["BiT 1000 2(St) OR ","HDGs FE 180/PH90/E90 300/500V","ELAQBY-S","BiT YKSY FtZny 0/6/1kV","Microphone Cable","BiTmining (N)TSCGEWOEU-F 8,7/15kV"]
["BiT 1000 C ","HDGs(żo) FE 180/PH90/E90 300/500V","ELAQXB","BiT YnKSXS 0,6/1kV","Microphone Instal Cable","BiTmining (N)TSCGEWOEU-R 12/20kV"]
["BiT 1000 C FR ","HDGsekwf FE 180/PH90/E90 300/500V","ELAQXBE","BiT YnKSY 0,6/1kV","Mobile UTP","BiTmining (N)TSCGEWOEU-R 14/25kV"]
["BiT 1000 C OR ","HDGsekwf(żo) FE 180/PH90/E90 300/500V","ELQYB","BiT YoKSY 0,6/1kV","MultiPaired Analog Audio Cable","BiTmining (N)TSCGEWOEU-R 18/30kV"]
["BiT 1000 CH ","HLGs FE 180/PH90/E90 300/500V","FLAQQBR","H01N2-D (OnS-1)","PGY p","BiTmining (N)TSCGEWOEU-R 3,6/6kV"]
["BiT 1000 CY","HLGs(żo) FE 180/PH90/E90 300/500V","H 1000","H01N2-E 100/100V","PGY p OFC","BiTmining (N)TSCGEWOEU-R 6/10kV"]
["BiT 1000 CY FR","HLGsekwf FE 180/PH90/E90 300/500V","H 155","H03VV-F (OMY) 300/300V ","Power DMX","BiTmining (N)TSCGEWOEU-R 8,7/15kV"]
["BiT 1000 CY OR","HLGsekwf(żo) FE 180/PH90/E90 300/500V","HTKSXekp","H03VVH2-F (OMYp )  300/300V","Power Microphone ","BiTmining (N)TSCGEWOEU-SR 12/20kV"]
["BiT 1000 FR","HTKSH","HWDXpek","H05BB-F 300/500V","Power UTP","BiTmining (N)TSCGEWOEU-SR 14/25kV"]
["BiT 1000 H","HTKSH FE180/PH90/E90","H-YTKSXekp","H05BQ-F 300/500V","Professional Microphone Cable","BiTmining (N)TSCGEWOEU-SR 18/30kV"]
["BiT 1000 HCH","HTKSHekw","J-Y(St)Y…Bd","H05RR-F (OW) 300/500V ","Przewody hybrydowe MULTIBIT","BiTmining (N)TSCGEWOEU-SR 3,6/6kV"]
["BiT 1000 OR","HTKSHekw FE180/PH90/E90","J-Y(St)Y…Lg","H05V2-K (LgYc) 300/500V","Przewód głośnikowy PGI H  E30 LSOH","BiTmining (N)TSCGEWOEU-SR 6/10kV"]
["BiT 1000 Power","JE-H(St)H  FE180/E90 CERAMIC ","LAN BiT","H05V-K (LgY) 300/500V","Przewód głośnikowy PGI H PH 90 LSOH","BiTmining (N)TSCGEWOEU-SR 8,7/15kV"]
["BiT 1000 Solar","JE-H(St)H Bd FE180/E30 CERAMIC","RG","H05VV-F (OWY) 300/500V","Przewód głośnikowy PGI VH LSOH","BiTmining (N)TSCGEWOEU-TR 12/20kV"]
["BiT 500","JE-H(St)H Bd FE180/E30 MICA","TCEPKPFLE","H07BB-F 450/750V","Przewód głośnikowy PGI VH OFC PH 90 LSOH","BiTmining (N)TSCGEWOEU-TR 14/25kV"]
["BiT 500 (St)","JE-H(St)H FE180/E90 MICA","TDX","H07BQ-F 450/750V",null,"BiTmining (N)TSCGEWOEU-TR 18/30kV"]
["BiT 500 (St) BLACK","N2XCH 0,6/1kV","TDY","H07RN-F (OnPd) 450/750V",null,"BiTmining (N)TSCGEWOEU-TR 3,6/6kV"]
["BiT 500 (St) BLACK FR","N2XH-J 0,6/1kV","TDYc","H07V2-K (LgYc) 450/750V",null,"BiTmining (N)TSCGEWOEU-TR 6/10kV"]
["BiT 500 (St) BLACK OR","N2XH-O 0,6/1kV","TKMXn","H07V-K (LgY) 450/750V",null,"BiTmining (N)TSCGEWOEU-TR 8,7/15kV"]
["BiT 500 (St) FR","NHXCH FE180/E30 MICA","TKSY","LgYd  450/750V",null,"BiTmining (N)TSKCGECWOEU-CH 3,6/6kV"]
["BiT 500 (St) H","NHXCH FE180/E90 MICA","XASpn","NYCY 0,6/1kV",null,"BiTmining (N)TSKCGECWOEU-FN 3,6/6kV"]
["BiT 500 (St) OR","NHXH-J FE180/E30 MICA","XWD(X)pek","OGŁ 0,6/1 kV",null,"BiTmining NTMCGCWOEU 12/20kV"]
["BiT 500 (St)H BLACK","NHXH-J FE180/E90 MICA","XWL 75","OGŁp 0,6/1 kV",null,"BiTmining NTMCGCWOEU 6/10kV"]
["BiT 500 2(St) ","NHXH-O FE180/E30 MICA","XzASn 75 0,8/3,7","YAKXS (żo) 0,6/1 kV",null,"BiTmining NTSCGEWOEU-W .../3 12/20kV"]
["BiT 500 2(St) BLACK ","NHXH-O FE180/E90 MICA","XzKAXw(ekw)","YAKXS 0,6/1 kV",null,"BiTmining NTSCGEWOEU-W .../3 14/25kV"]
["BiT 500 2(St) BLACK FR ","NHXMH-J 300/500V","XzKSLXw(ekw) ","YAKY (żo) 0,6/1kV",null,"BiTmining NTSCGEWOEU-W .../3 18/30kV"]
["BiT 500 2(St) BLACK OR ","NHXMH-O 300/500V","XzTKMXpw","YAKY 0,6/1kV",null,"BiTmining NTSCGEWOEU-W .../3 3,6/10kV"]
["BiT 500 2(St) FR ","NKGs FE180/PH90","XzTKMXpwFtZnx","YAKYFoy(żo) 0,6/1 kV",null,"BiTmining NTSCGEWOEU-W .../3 3,6/6kV"]
["BiT 500 2(St) H ","NKGs(żo) FE180/PH90","XzTKMXpwn","YKXS (żo) 0,6/1kV",null,"BiTmining NTSCGEWOEU-W .../3 8,7/15kV"]
["BiT 500 2(St) OR ","YnTKSXekw","XzWDXpek","YKXS 0,6/1kV",null,"BiTmining NTSCGEWOEU-W .../3E 12/20kV"]
["BiT 500 2(St)H BLACK ","YnTKSY","YAS, YASp","YKY  0,6/1kV",null,"BiTmining NTSCGEWOEU-W .../3E 14/25kV"]
["BiT 500 BLACK","YnTKSYekw","YnTKSXekp","YKY (żo)  0,6/1kV",null,"BiTmining NTSCGEWOEU-W .../3E 18/3E0kV"]
["BiT 500 BLACK FR",null,"Yn-YTKSXekp","YKYektmy (żo) 0,6/1 kV",null,"BiTmining NTSCGEWOEU-W .../3E 3,6/10kV"]
["BiT 500 BLACK OR  ",null,"YTDY","YKYektmy 0,6/1 kV",null,"BiTmining NTSCGEWOEU-W .../3E 3,6/6kV"]
["BiT 500 C",null,"YTDYekw","YKYFoy (żo) 0,6/1kV",null,"BiTmining NTSCGEWOEU-W .../3E 8,7/15kV"]
["BiT 500 C BLACK",null,"YTKSXekp","YKYFoy 0,6/1kV",null,"L-2YYQY"]
["BiT 500 C BLACK FR",null,"YTKSY","YKYFtZny (żo) 0,6/1kV  ",null,"O2nGcekż/w-GW 3,6/6kV"]
["BiT 500 C BLACK OR ",null,"YTKSYekp","YKYFtZny 0,6/1kV  ",null,"O2nGcekż-G 0,6/1kV"]
["BiT 500 C FR ",null,"YTKSYekw","YnKXS (żo) 0,6/1kV",null,"O2nGcekż-G2 0,6/1kV"]
["BiT 500 C OR ",null,"YTKZYekw","YnKXS 0,6/1kV",null,"OGc 3,6/6 kV"]
["BiT 500 CH ",null,"YTLY","YnKY (żo)  0,6/1kV",null,"OnG 0,6/1kV"]
["BiT 500 CH BLACK ",null,"YTLYekw","YnKY 0,6/1kV",null,"OnG1 0,6/1kV"]
["BiT 500 CY",null,"YWDX(pek)","YoKXS (żo) 0,6/1kV",null,"OnGcekgż-G 12/20kV"]
["BiT 500 CY FR ",null,"YWL 75","YoKXS 0,6/1kV",null,"OnGcekgż-G 18/30kV"]
["BiT 500 CY OR ",null,"Y-YTKSXekp","YoKY (żo)  0,6/1kV",null,"OnGcekgż-G 3,6/6kV"]
["BiT 500 FR",null,null,"YoKY 0,6/1kV",null,"OnGcekgż-G 6/10kV"]
["BiT 500 H",null,null,null,null,"OnGcekgż-G 8,7/15kV"]
["BiT 500 H BLACK",null,null,null,null,"OnGcekż/w-GW 3,6/6kV"]
["BiT 500 HCH ",null,null,null,null,"OnGcekż-G 0,6/1kV"]
["BiT 500 OR",null,null,null,null,"OnGcekż-G2 0,6/1kV"]
["BiT 750",null,null,null,null,"OnGcekż-GW 0,6/1kV"]
["BiT 750 CY",null,null,null,null,"OnGcekżi-G 0,6/1kV"]
["BiT CP",null,null,null,null,"OnGc-G 0,6/1kV"]
["BiT Device",null,null,null,null,"OnGcrekgż-G(S) 3,6/6 kV"]
["BiT E-BUS",null,null,null,null,"OnGcrekgż-G(S) 6/10 kV"]
["BiT KJAAM",null,null,null,null,"OnGcrekgż-G(Z) 3,6/6kV"]
["BiT KJAAM ARM",null,null,null,null,"OnGcrekgż-G(Z) 6/10kV"]
["BiT KJAAM OUTDOOR",null,null,null,null,"OnG-Szn 0,6/1kV"]
["BiT KJAAM-HF UV",null,null,null,null,"OnZGcekż-GW(A) 0,6/1kV"]
["BiT L2-BUS",null,null,null,null,"PSY"]
["BiT Li2YCY-P(St)",null,null,null,null,"SDY"]
["BiT LiHCH  300/300V",null,null,null,null,"YDYp"]
["BiT LiHCH  300/500V",null,null,null,null,"YHKGSYFoyn 0,6/1kV"]
["BiT LiHH  300/300V",null,null,null,null,"YHKGSYFoyn 300/500V"]
["BiT LiHH  300/500V",null,null,null,null,"YHKGSYFtZnyn 0,6/1kV"]
["BiT LiYCY  300/300V",null,null,null,null,"YHKGSYFtZnyn 300/500V"]
["BiT LiYCY  300/500V",null,null,null,null,"YHKGXSekFtZnyn 3,6/6kV"]
["BiT LiYCYn  300/300V",null,null,null,null,"YHKGXSekyn 0,6/1kV"]
["BiT LiYCYn  300/500V",null,null,null,null,"YHKGXSekyn 3,6/6kV"]
["BiT LiYCYo  300/300V",null,null,null,null,"YHKGXSFoyn 0,6/1kV"]
["BiT LiYCYo  300/500V",null,null,null,null,"YHKGXSFoyn 3,6/6kV"]
["BiT LiYY  300/300V",null,null,null,null,"YHKGXSFtZnyn 0,6/1kV"]
["BiT LiYY  300/500V",null,null,null,null,"YHKGXSFtZnyn 3,6/6kV"]
["BiT LiYYn  300/300V",null,null,null,null,"YHKGXSyn 0,6/1kV"]
["BiT LiYYn  300/500V",null,null,null,null,"YHKGYekFtZnyn 3,6/6kV"]
["BiT LiYYo  300/300V",null,null,null,null,"YHKGYekyn 0,6/1kV"]
["BiT LiYYo  300/500V",null,null,null,null,"YHKGYFoyn 0,6/1kV"]
["BiT NOVAK",null,null,null,null,"YHKGYFoyn 3,6/6kV"]
["BiT Profibus PA",null,null,null,null,"YHKGYFtZnyn 0,6/1kV"]
["BiT Profinet typ A",null,null,null,null,"YHKGYFtZnyn 3,6/6kV"]
["BiTsensor",null,null,null,null,"YHKGYyn 0,6/1kV"]
["BiTservo 2XSLCH-J  0,6/1kV",null,null,null,null,"YKGSLYkonyn 0,6/1kV"]
["BiTservo 2XSLCY-J  0,6/1kV",null,null,null,null,"YKGSLYkonyn 150/250V"]
["BiTservo 2XSLCYn-J  0,6/1kV",null,null,null,null,"YKGSLYkonyn 300/500V"]
["BiTservo 2YSLCH-J  0,6/1kV",null,null,null,null,"YKGSYFoyn 0,6/1kV"]
["BiTservo 2YSLCY-J  0,6/1kV",null,null,null,null,"YKGSYFoyn 300/500V"]
["BiTservo 2YSLCYn-J  0,6/1kV",null,null,null,null,"YKGSYFtZnyn 0,6/1kV"]
["BiTservo 3plus 2XSLCH-J  0,6/1kV",null,null,null,null,"YKGSYFtZnyn 300/500V"]
["BiTservo 3plus 2XSLCY-J  0,6/1kV",null,null,null,null,"YKGSYkonyn 0,6/1kV"]
["BiTservo 3plus 2XSLCYn-J  0,6/1kV",null,null,null,null,"YKGSYkonyn 300/500V"]
["BiTservo 3plus 2YSLCH-J  0,6/1kV",null,null,null,null,"YKGYFoyn 0,6/1kV"]
["BiTservo 3plus 2YSLCY-J  0,6/1kV",null,null,null,null,"YKGYFoyn 3,6/6kV"]
["BiTservo 3plus 2YSLCYn-J  0,6/1kV",null,null,null,null,"YKGYFoyn-żo 0,6/1kV"]
["BiTservo FS  FE180/E90",null,null,null,null,"YKGYFtZnyn 0,6/1kV"]
["BiTservo MV10 6/10kV ",null,null,null,null,"YKGYFtZnyn 3,6/6kV"]
["BiTservo UV 2XSLCYK-J  0,6/1kV",null,null,null,null,"YKGYyn 0,6/1kV"]
["BiTservo UV 2XSLCYK-J FR 0,6/1kV",null,null,null,null,"YKGYyn-żo 0,6/1kV"]
["BiTservo UV 2YSLCYK-J  0,6/1kV",null,null,null,null,"YnHKGSLY 0,6/1kV"]
["BiTservo UV 3plus 2XSLCYK-J  0,6/1kV",null,null,null,null,"YnHKGSLY 150/250V"]
["BiTservo UV 3plus 2XSLCYK-J FR  0,6/1kV",null,null,null,null,"YnHKGSLY 300/500V"]
["BiTservo UV 3plus 2YSLCYK-J  0,6/1kV",null,null,null,null,"YnHKGSLYkon 0,6/1kV"]
["H05VV5-F 300/500V",null,null,null,null,"YnHKGSLYkon 150/250V"]
["H05VVC4V5-K 300/500V",null,null,null,null,"YnHKGSLYkon 300/500V"]
["IB-BiT 1000",null,null,null,null,"YnHKGSY 0,6/1kV"]
["IB-BiT 1000 (St)",null,null,null,null,"YnHKGSY 300/500V"]
["IB-BiT 1000 2(St) ",null,null,null,null,"YnHKGSYkon 0,6/1kV"]
["IB-BiT 1000 C ",null,null,null,null,"YnHKGSYkon 300/500V"]
["IB-BiT 1000 CY",null,null,null,null,"YnHTKGX"]
["IB-BiT 500",null,null,null,null,"YnKGSLY 0,6/1kV"]
["IB-BiT 500 (St)",null,null,null,null,"YnKGSLY 150/250V"]
["IB-BiT 500 2(St) ",null,null,null,null,"YnKGSLY 300/500V"]
["IB-BiT 500 C",null,null,null,null,"YnKGSLYkon 0,6/1kV"]
["IB-BiT 500 CY ",null,null,null,null,"YnKGSLYkon 150/250V"]
["IB-BiT LiYCY  300/300V",null,null,null,null,"YnKGSLYkon 300/500V"]
["IB-BiT LiYCY  300/500V",null,null,null,null,"YnKGSY 0,6/1kV"]
["IB-BiT LiYY  300/300V",null,null,null,null,"YnKGSY 300/500V"]
["IB-BiT LiYY  300/500V",null,null,null,null,"YnKGSYkon 300/500V"]
["Kable dźwigowe 300/500V",null,null,null,null,"YnKGY-żo 0,6/1kV"]
["Kable dźwigowe 450/750V",null,null,null,null,"YnOGY  0,6/1kV"]
["RD-H(St)HBd",null,null,null,null,"YnOGYek 0,6/1kV"]
["RD-Y(St)Y Bd",null,null,null,null,"YnOGYekm 0,6/1kV"]
["RD-Y(St)Yv Bd",null,null,null,null,"YnStYekżi-G(żo)"]
["RE-2Y(St)Yv-P",null,null,null,null,"YnStY-Gżo 300/500V"]
["RE-2Y(St)Yv-P(St)",null,null,null,null,"YnTKGMFLY"]
[null,null,null,null,null,"YnTKGX "]
[null,null,null,null,null,"YnWGDek 75"]
[null,null,null,null,null,"YTKGXFoyn"]
[null,null,null,null,null,"YTKGXFtZnyn"]
[null,null,null,null,null,"YUHKGXSekyn 3,6/6kV"]
[null,null,null,null,null,"YUHKGXSFoyn 3,6/6kV"]
[null,null,null,null,null,"YUHKGXSFtZnyn 3,6/6kV"]

{"sheet":"CENNIK PŁASKI","index":2,"n_rows":21718,"n_cols":33,"rows_kept":4500,"cut":true,"hidden":false,"merged":[],"bounds":{"rows_first":2000,"rows_last":500,"rows_between":2000,"halvings":0}}
["Lp","Identyfikator produktu wg dostawcy","Grupa","Identyfikator produktu wg producenta","Kod EAN","Opis krótki","Przekrój","Opis długi","Nazwa producenta","Jednostka zamówienia","Ilość cenowa","Cena netto","Waluta","Podatek VAT","Jednostka zawartości","Liczba jednostek zawartości w jednostce zamówienia","Minimalna ilość zamówienia","Interwał ilości zamówienia","Skrót  najmniejszej jednostki opakowania UNECE ","Liczba jednostek zamówienia w jednostce opakowania","Kod EAN najmniejszej jednostki opakowania","Grupa rabatowa dostawcy","Grupa bonusowa dostawcy","Klasa ETIM","PKWiU","Scieżka do zdjęcia produktu","Scieżka do karty katalogowej produktu","Scieżka do karty bezpieczeństwa produktu","Scieżka do karty bezpieczeństwa produktu","Scieżka do karty bezpieczeństwa produktu","Scieżka do karty bezpieczeństwa produktu","KGO","Status produktu"]
[1,null,"STEROWNICZE","BS0001","0159090007258296240BS0001","BiT 1000","2x2x0,5","elastyczny przewód sterowniczy i zasilający o izolacji i powłoce PVC, odporny na UV","BITNER","KMT",1,4210,"PLN",0.23,null,null,null,null,null,null,null,"n95"]
[2,null,"STEROWNICZE","BS0002","0159090007258296240BS0002","BiT 1000","3x2x0,5","elastyczny przewód sterowniczy i zasilający o izolacji i powłoce PVC, odporny na UV","BITNER","KMT",1,5290,"PLN",0.23,null,null,null,null,null,null,null,"n95"]
[3,null,"STEROWNICZE","BS0003","0159090007258296240BS0003","BiT 1000","4x2x0,5","elastyczny przewód sterowniczy i zasilający o izolacji i powłoce PVC, odporny na UV","BITNER","KMT",1,6710,"PLN",0.23,null,null,null,null,null,null,null,"n95"]
[4,null,"STEROWNICZE","BS0004","0159090007258296240BS0004","BiT 1000","5x2x0,5","elastyczny przewód sterowniczy i zasilający o izolacji i powłoce PVC, odporny na UV","BITNER","KMT",1,8360,"PLN",0.23,null,null,null,null,null,null,null,"n95"]
[5,null,"STEROWNICZE","BS0005","0159090007258296240BS0005","BiT 1000","6x2x0,5","elastyczny przewód sterowniczy i zasilający o izolacji i powłoce PVC, odporny na UV","BITNER","KMT",1,9500,"PLN",0.23,null,null,null,null,null,null,null,"n95"]
[6,null,"STEROWNICZE","BS0006","0159090007258296240BS0006","BiT 1000","7x2x0,5","elastyczny przewód sterowniczy i zasilający o izolacji i powłoce PVC, odporny na UV","BITNER","KMT",1,11020,"PLN",0.23,null,null,null,null,null,null,null,"n95"]
[7,null,"STEROWNICZE","BS0007","0159090007258296240BS0007","BiT 1000","8x2x0,5","elastyczny przewód sterowniczy i zasilający o izolacji i powłoce PVC, odporny na UV","BITNER","KMT",1,12410,"PLN",0.23,null,null,null,null,null,null,null,"n95"]
[8,null,"STEROWNICZE","BS0008","0159090007258296240BS0008","BiT 1000","10x2x0,5","elastyczny przewód sterowniczy i zasilający o izolacji i powłoce PVC, odporny na UV","BITNER","KMT",1,15170,"PLN",0.23,null,null,null,null,null,null,null,"n95"]
[9,null,"STEROWNICZE","BS0009","0159090007258296240BS0009","BiT 1000","12x2x0,5","elastyczny przewód sterowniczy i zasilający o izolacji i powłoce PVC, odporny na UV","BITNER","KMT",1,17920,"PLN",0.23,null,null,null,null,null,null,null,"n95"]
[10,null,"STEROWNICZE","BS0010","0159090007258296240BS0010","BiT 1000","14x2x0,5","elastyczny przewód sterowniczy i zasilający o izolacji i powłoce PVC, odporny na UV","BITNER","KMT",1,20680,"PLN",0.23,null,null,null,null,null,null,null,"n95"]
[11,null,"STEROWNICZE","BS0011","0159090007258296240BS0011","BiT 1000","16x2x0,5","elastyczny przewód sterowniczy i zasilający o izolacji i powłoce PVC, odporny na UV","BITNER","KMT",1,23680,"PLN",0.23,null,null,null,null,null,null,null,"n95"]
[12,null,"STEROWNICZE","BS0012","0159090007258296240BS0012","BiT 1000","18x2x0,5","elastyczny przewód sterowniczy i zasilający o izolacji i powłoce PVC, odporny na UV","BITNER","KMT",1,26360,"PLN",0.23,null,null,null,null,null,null,null,"n95"]
[13,null,"STEROWNICZE","BS0013","0159090007258296240BS0013","BiT 1000","20x2x0,5","elastyczny przewód sterowniczy i zasilający o izolacji i powłoce PVC, odporny na UV","BITNER","KMT",1,29060,"PLN",0.23,null,null,null,null,null,null,null,"n95"]
[14,null,"STEROWNICZE","BS0014","0159090007258296240BS0014","BiT 1000","24x2x0,5","elastyczny przewód sterowniczy i zasilający o izolacji i powłoce PVC, odporny na UV","BITNER","KMT",1,34350,"PLN",0.23,null,null,null,null,null,null,null,"n95"]
[15,null,"STEROWNICZE","BS0015","0159090007258296240BS0015","BiT 1000","2x2x0,75","elastyczny przewód sterowniczy i zasilający o izolacji i powłoce PVC, odporny na UV","BITNER","KMT",1,5330,"PLN",0.23,null,null,null,null,null,null,null,"n95"]
[16,null,"STEROWNICZE","BS0016","0159090007258296240BS0016","BiT 1000","3x2x0,75","elastyczny przewód sterowniczy i zasilający o izolacji i powłoce PVC, odporny na UV","BITNER","KMT",1,7060,"PLN",0.23,null,null,null,null,null,null,null,"n95"]
[17,null,"STEROWNICZE","BS0017","0159090007258296240BS0017","BiT 1000","4x2x0,75","elastyczny przewód sterowniczy i zasilający o izolacji i powłoce PVC, odporny na UV","BITNER","KMT",1,9060,"PLN",0.23,null,null,null,null,null,null,null,"n95"]
[18,null,"STEROWNICZE","BS0018","0159090007258296240BS0018","BiT 1000","5x2x0,75","elastyczny przewód sterowniczy i zasilający o izolacji i powłoce PVC, odporny na UV","BITNER","KMT",1,11310,"PLN",0.23,null,null,null,null,null,null,null,"n95"]
[19,null,"STEROWNICZE","BS0019","0159090007258296240BS0019","BiT 1000","6x2x0,75","elastyczny przewód sterowniczy i zasilający o izolacji i powłoce PVC, odporny na UV","BITNER","KMT",1,12970,"PLN",0.23,null,null,null,null,null,null,null,"n95"]
[20,null,"STEROWNICZE","BS0020","0159090007258296240BS0020","BiT 1000","7x2x0,75","elastyczny przewód sterowniczy i zasilający o izolacji i powłoce PVC, odporny na UV","BITNER","KMT",1,15070,"PLN",0.23,null,null,null,null,null,null,null,"n95"]
[21,null,"STEROWNICZE","BS0021","0159090007258296240BS0021","BiT 1000","8x2x0,75","elastyczny przewód sterowniczy i zasilający o izolacji i powłoce PVC, odporny na UV","BITNER","KMT",1,17030,"PLN",0.23,null,null,null,null,null,null,null,"n95"]
[22,null,"STEROWNICZE","BS0022","0159090007258296240BS0022","BiT 1000","10x2x0,75","elastyczny przewód sterowniczy i zasilający o izolacji i powłoce PVC, odporny na UV","BITNER","KMT",1,20910,"PLN",0.23,null,null,null,null,null,null,null,"n95"]
[23,null,"STEROWNICZE","BS0023","0159090007258296240BS0023","BiT 1000","12x2x0,75","elastyczny przewód sterowniczy i zasilający o izolacji i powłoce PVC, odporny na UV","BITNER","KMT",1,24800,"PLN",0.23,null,null,null,null,null,null,null,"n95"]
[24,null,"STEROWNICZE","BS0024","0159090007258296240BS0024","BiT 1000","14x2x0,75","elastyczny przewód sterowniczy i zasilający o izolacji i powłoce PVC, odporny na UV","BITNER","KMT",1,28680,"PLN",0.23,null,null,null,null,null,null,null,"n95"]
[25,null,"STEROWNICZE","BS0025","0159090007258296240BS0025","BiT 1000","16x2x0,75","elastyczny przewód sterowniczy i zasilający o izolacji i powłoce PVC, odporny na UV","BITNER","KMT",1,33050,"PLN",0.23,null,null,null,null,null,null,null,"n95"]
[26,null,"STEROWNICZE","BS0026","0159090007258296240BS0026","BiT 1000","18x2x0,75","elastyczny przewód sterowniczy i zasilający o izolacji i powłoce PVC, odporny na UV","BITNER","KMT",1,36640,"PLN",0.23,null,null,null,null,null,null,null,"n95"]
[27,null,"STEROWNICZE","BS0027","0159090007258296240BS0027","BiT 1000","20x2x0,75","elastyczny przewód sterowniczy i zasilający o izolacji i powłoce PVC, odporny na UV","BITNER","KMT",1,40660,"PLN",0.23,null,null,null,null,null,null,null,"n95"]
[28,null,"STEROWNICZE","BS0028","0159090007258296240BS0028","BiT 1000","24x2x0,75","elastyczny przewód sterowniczy i zasilający o izolacji i powłoce PVC, odporny na UV","BITNER","KMT",1,48200,"PLN",0.23,null,null,null,null,null,null,null,"n95"]
[29,null,"STEROWNICZE","BS0029","0159090007258296240BS0029","BiT 1000","2x2x1","elastyczny przewód sterowniczy i zasilający o izolacji i powłoce PVC, odporny na UV","BITNER","KMT",1,6560,"PLN",0.23,null,null,null,null,null,null,null,"n95"]
[30,null,"STEROWNICZE","BS0030","0159090007258296240BS0030","BiT 1000","3x2x1","elastyczny przewód sterowniczy i zasilający o izolacji i powłoce PVC, odporny na UV","BITNER","KMT",1,8790,"PLN",0.23,null,null,null,null,null,null,null,"n95"]
[31,null,"STEROWNICZE","BS0031","0159090007258296240BS0031","BiT 1000","4x2x1","elastyczny przewód sterowniczy i zasilający o izolacji i powłoce PVC, odporny na UV","BITNER","KMT",1,11340,"PLN",0.23,null,null,null,null,null,null,null,"n95"]
[32,null,"STEROWNICZE","BS0032","0159090007258296240BS0032","BiT 1000","5x2x1","elastyczny przewód sterowniczy i zasilający o izolacji i powłoce PVC, odporny na UV","BITNER","KMT",1,14200,"PLN",0.23,null,null,null,null,null,null,null,"n95"]
[33,null,"STEROWNICZE","BS0033","0159090007258296240BS0033","BiT 1000","6x2x1","elastyczny przewód sterowniczy i zasilający o izolacji i powłoce PVC, odporny na UV","BITNER","KMT",1,16370,"PLN",0.23,null,null,null,null,null,null,null,"n95"]
[34,null,"STEROWNICZE","BS0034","0159090007258296240BS0034","BiT 1000","7x2x1","elastyczny przewód sterowniczy i zasilający o izolacji i powłoce PVC, odporny na UV","BITNER","KMT",1,19030,"PLN",0.23,null,null,null,null,null,null,null,"n95"]
[35,null,"STEROWNICZE","BS0035","0159090007258296240BS0035","BiT 1000","8x2x1","elastyczny przewód sterowniczy i zasilający o izolacji i powłoce PVC, odporny na UV","BITNER","KMT",1,21550,"PLN",0.23,null,null,null,null,null,null,null,"n95"]
[36,null,"STEROWNICZE","BS0036","0159090007258296240BS0036","BiT 1000","10x2x1","elastyczny przewód sterowniczy i zasilający o izolacji i powłoce PVC, odporny na UV","BITNER","KMT",1,26540,"PLN",0.23,null,null,null,null,null,null,null,"n95"]
[37,null,"STEROWNICZE","BS0037","0159090007258296240BS0037","BiT 1000","12x2x1","elastyczny przewód sterowniczy i zasilający o izolacji i powłoce PVC, odporny na UV","BITNER","KMT",1,31540,"PLN",0.23,null,null,null,null,null,null,null,"n95"]
[38,null,"STEROWNICZE","BS0038","0159090007258296240BS0038","BiT 1000","14x2x1","elastyczny przewód sterowniczy i zasilający o izolacji i powłoce PVC, odporny na UV","BITNER","KMT",1,36720,"PLN",0.23,null,null,null,null,null,null,null,"n95"]
[39,null,"STEROWNICZE","BS0039","0159090007258296240BS0039","BiT 1000","16x2x1","elastyczny przewód sterowniczy i zasilający o izolacji i powłoce PVC, odporny na UV","BITNER","KMT",1,42070,"PLN",0.23,null,null,null,null,null,null,null,"n95"]
[40,null,"STEROWNICZE","BS0040","0159090007258296240BS0040","BiT 1000","18x2x1","elastyczny przewód sterowniczy i zasilający o izolacji i powłoce PVC, odporny na UV","BITNER","KMT",1,46930,"PLN",0.23,null,null,null,null,null,null,null,"n95"]
[41,null,"STEROWNICZE","BS0041","0159090007258296240BS0041","BiT 1000","20x2x1","elastyczny przewód sterowniczy i zasilający o izolacji i powłoce PVC, odporny na UV","BITNER","KMT",1,51870,"PLN",0.23,null,null,null,null,null,null,null,"n95"]
[42,null,"STEROWNICZE","BS0042","0159090007258296240BS0042","BiT 1000","24x2x1","elastyczny przewód sterowniczy i zasilający o izolacji i powłoce PVC, odporny na UV","BITNER","KMT",1,61610,"PLN",0.23,null,null,null,null,null,null,null,"n95"]
[43,null,"STEROWNICZE","BS0043","0159090007258296240BS0043","BiT 1000","2x2x1,5","elastyczny przewód sterowniczy i zasilający o izolacji i powłoce PVC, odporny na UV","BITNER","KMT",1,8850,"PLN",0.23,null,null,null,null,null,null,null,"n95"]
[44,null,"STEROWNICZE","BS0044","0159090007258296240BS0044","BiT 1000","3x2x1,5","elastyczny przewód sterowniczy i zasilający o izolacji i powłoce PVC, odporny na UV","BITNER","KMT",1,12060,"PLN",0.23,null,null,null,null,null,null,null,"n95"]
[45,null,"STEROWNICZE","BS0045","0159090007258296240BS0045","BiT 1000","4x2x1,5","elastyczny przewód sterowniczy i zasilający o izolacji i powłoce PVC, odporny na UV","BITNER","KMT",1,15650,"PLN",0.23,null,null,null,null,null,null,null,"n95"]
[46,null,"STEROWNICZE","BS0046","0159090007258296240BS0046","BiT 1000","5x2x1,5","elastyczny przewód sterowniczy i zasilający o izolacji i powłoce PVC, odporny na UV","BITNER","KMT",1,19640,"PLN",0.23,null,null,null,null,null,null,null,"n95"]
[47,null,"STEROWNICZE","BS0047","0159090007258296240BS0047","BiT 1000","6x2x1,5","elastyczny przewód sterowniczy i zasilający o izolacji i powłoce PVC, odporny na UV","BITNER","KMT",1,22760,"PLN",0.23,null,null,null,null,null,null,null,"n95"]
[48,null,"STEROWNICZE","BS0048","0159090007258296240BS0048","BiT 1000","7x2x1,5","elastyczny przewód sterowniczy i zasilający o izolacji i powłoce PVC, odporny na UV","BITNER","KMT",1,26480,"PLN",0.23,null,null,null,null,null,null,null,"n95"]
[49,null,"STEROWNICZE","BS0049","0159090007258296240BS0049","BiT 1000","8x2x1,5","elastyczny przewód sterowniczy i zasilający o izolacji i powłoce PVC, odporny na UV","BITNER","KMT",1,30040,"PLN",0.23,null,null,null,null,null,null,null,"n95"]
[50,null,"STEROWNICZE","BS0050","0159090007258296240BS0050","BiT 1000","10x2x1,5","elastyczny przewód sterowniczy i zasilający o izolacji i powłoce PVC, odporny na UV","BITNER","KMT",1,37280,"PLN",0.23,null,null,null,null,null,null,null,"n95"]
[51,null,"STEROWNICZE","BS0051","0159090007258296240BS0051","BiT 1000","12x2x1,5","elastyczny przewód sterowniczy i zasilający o izolacji i powłoce PVC, odporny na UV","BITNER","KMT",1,44360,"PLN",0.23,null,null,null,null,null,null,null,"n95"]
[52,null,"STEROWNICZE","BS0052","0159090007258296240BS0052","BiT 1000","14x2x1,5","elastyczny przewód sterowniczy i zasilający o izolacji i powłoce PVC, odporny na UV","BITNER","KMT",1,51650,"PLN",0.23,null,null,null,null,null,null,null,"n95"]
[53,null,"STEROWNICZE","BS0053","0159090007258296240BS0053","BiT 1000","16x2x1,5","elastyczny przewód sterowniczy i zasilający o izolacji i powłoce PVC, odporny na UV","BITNER","KMT",1,59170,"PLN",0.23,null,null,null,null,null,null,null,"n95"]
[54,null,"STEROWNICZE","BS0054","0159090007258296240BS0054","BiT 1000","18x2x1,5","elastyczny przewód sterowniczy i zasilający o izolacji i powłoce PVC, odporny na UV","BITNER","KMT",1,66060,"PLN",0.23,null,null,null,null,null,null,null,"n95"]
[55,null,"STEROWNICZE","BS0055","0159090007258296240BS0055","BiT 1000","20x2x1,5","elastyczny przewód sterowniczy i zasilający o izolacji i powłoce PVC, odporny na UV","BITNER","KMT",1,73070,"PLN",0.23,null,null,null,null,null,null,null,"n95"]
[56,null,"STEROWNICZE","BS0056","0159090007258296240BS0056","BiT 1000","24x2x1,5","elastyczny przewód sterowniczy i zasilający o izolacji i powłoce PVC, odporny na UV","BITNER","KMT",1,87180,"PLN",0.23,null,null,null,null,null,null,null,"n95"]
[57,null,"STEROWNICZE","BS0057","0159090007258296240BS0057","BiT 1000","2x2x2,5","elastyczny przewód sterowniczy i zasilający o izolacji i powłoce PVC, odporny na UV","BITNER","KMT",1,13570,"PLN",0.23,null,null,null,null,null,null,null,"n95"]
[58,null,"STEROWNICZE","BS0058","0159090007258296240BS0058","BiT 1000","3x2x2,5","elastyczny przewód sterowniczy i zasilający o izolacji i powłoce PVC, odporny na UV","BITNER","KMT",1,18780,"PLN",0.23,null,null,null,null,null,null,null,"n95"]
[59,null,"STEROWNICZE","BS0059","0159090007258296240BS0059","BiT 1000","4x2x2,5","elastyczny przewód sterowniczy i zasilający o izolacji i powłoce PVC, odporny na UV","BITNER","KMT",1,24560,"PLN",0.23,null,null,null,null,null,null,null,"n95"]
[60,null,"STEROWNICZE","BS0060","0159090007258296240BS0060","BiT 1000","5x2x2,5","elastyczny przewód sterowniczy i zasilający o izolacji i powłoce PVC, odporny na UV","BITNER","KMT",1,30880,"PLN",0.23,null,null,null,null,null,null,null,"n95"]
[61,null,"STEROWNICZE","BS0061","0159090007258296240BS0061","BiT 1000","6x2x2,5","elastyczny przewód sterowniczy i zasilający o izolacji i powłoce PVC, odporny na UV","BITNER","KMT",1,36010,"PLN",0.23,null,null,null,null,null,null,null,"n95"]
[62,null,"STEROWNICZE","BS0062","0159090007258296240BS0062","BiT 1000","7x2x2,5","elastyczny przewód sterowniczy i zasilający o izolacji i powłoce PVC, odporny na UV","BITNER","KMT",1,42120,"PLN",0.23,null,null,null,null,null,null,null,"n95"]
[63,null,"STEROWNICZE","BS0063","0159090007258296240BS0063","BiT 1000","8x2x2,5","elastyczny przewód sterowniczy i zasilający o izolacji i powłoce PVC, odporny na UV","BITNER","KMT",1,47850,"PLN",0.23,null,null,null,null,null,null,null,"n95"]
[64,null,"STEROWNICZE","BS0064","0159090007258296240BS0064","BiT 1000","10x2x2,5","elastyczny przewód sterowniczy i zasilający o izolacji i powłoce PVC, odporny na UV","BITNER","KMT",1,59480,"PLN",0.23,null,null,null,null,null,null,null,"n95"]
[65,null,"STEROWNICZE","BS0065","0159090007258296240BS0065","BiT 1000","12x2x2,5","elastyczny przewód sterowniczy i zasilający o izolacji i powłoce PVC, odporny na UV","BITNER","KMT",1,71140,"PLN",0.23,null,null,null,null,null,null,null,"n95"]
[66,null,"STEROWNICZE","BS0066","0159090007258296240BS0066","BiT 1000","14x2x2,5","elastyczny przewód sterowniczy i zasilający o izolacji i powłoce PVC, odporny na UV","BITNER","KMT",1,81900,"PLN",0.23,null,null,null,null,null,null,null,"n95"]
[67,null,"STEROWNICZE","BS0067","0159090007258296240BS0067","BiT 1000","16x2x2,5","elastyczny przewód sterowniczy i zasilający o izolacji i powłoce PVC, odporny na UV","BITNER","KMT",1,94890,"PLN",0.23,null,null,null,null,null,null,null,"n95"]
[68,null,"STEROWNICZE","S62502","0159090007258296240S62502","BiT 1000","1x4","elastyczny przewód sterowniczy i zasilający o izolacji i powłoce PVC, odporny na UV","BITNER","KMT",1,5150,"PLN",0.23,null,null,null,null,null,null,null,"n95"]
[69,null,"STEROWNICZE","S62503","0159090007258296240S62503","BiT 1000","1x6","elastyczny przewód sterowniczy i zasilający o izolacji i powłoce PVC, odporny na UV","BITNER","KMT",1,7350,"PLN",0.23,null,null,null,null,null,null,null,"n95"]
[70,null,"STEROWNICZE","S62504","0159090007258296240S62504","BiT 1000","1x10","elastyczny przewód sterowniczy i zasilający o izolacji i powłoce PVC, odporny na UV","BITNER","KMT",1,11870,"PLN",0.23,null,null,null,null,null,null,null,"n95"]
[71,null,"STEROWNICZE","S62505","0159090007258296240S62505","BiT 1000","1x16","elastyczny przewód sterowniczy i zasilający o izolacji i powłoce PVC, odporny na UV","BITNER","KMT",1,17990,"PLN",0.23,null,null,null,null,null,null,null,"n95"]
[72,null,"STEROWNICZE","S62506","0159090007258296240S62506","BiT 1000","1x25","elastyczny przewód sterowniczy i zasilający o izolacji i powłoce PVC, odporny na UV","BITNER","KMT",1,28090,"PLN",0.23,null,null,null,null,null,null,null,"n95"]
[73,null,"STEROWNICZE","S62507","0159090007258296240S62507","BiT 1000","1x35","elastyczny przewód sterowniczy i zasilający o izolacji i powłoce PVC, odporny na UV","BITNER","KMT",1,38070,"PLN",0.23,null,null,null,null,null,null,null,"n95"]
[74,null,"STEROWNICZE","S62508","0159090007258296240S62508","BiT 1000","1x50","elastyczny przewód sterowniczy i zasilający o izolacji i powłoce PVC, odporny na UV","BITNER","KMT",1,53870,"PLN",0.23,null,null,null,null,null,null,null,"n95"]
[75,null,"STEROWNICZE","S62509","0159090007258296240S62509","BiT 1000","1x70","elastyczny przewód sterowniczy i zasilający o izolacji i powłoce PVC, odporny na UV","BITNER","KMT",1,76840,"PLN",0.23,null,null,null,null,null,null,null,"n95"]
[76,null,"STEROWNICZE","S62510","0159090007258296240S62510","BiT 1000","1x95","elastyczny przewód sterowniczy i zasilający o izolacji i powłoce PVC, odporny na UV","BITNER","KMT",1,101990,"PLN",0.23,null,null,null,null,null,null,null,"n95"]
[77,null,"STEROWNICZE","S62511","0159090007258296240S62511","BiT 1000","1x120","elastyczny przewód sterowniczy i zasilający o izolacji i powłoce PVC, odporny na UV","BITNER","KMT",1,128980,"PLN",0.23,null,null,null,null,null,null,null,"n95"]
[78,null,"STEROWNICZE","S62512","0159090007258296240S62512","BiT 1000","1x150","elastyczny przewód sterowniczy i zasilający o izolacji i powłoce PVC, odporny na UV","BITNER","KMT",1,157420,"PLN",0.23,null,null,null,null,null,null,null,"n95"]
[79,null,"STEROWNICZE","S62513","0159090007258296240S62513","BiT 1000","1x185","elastyczny przewód sterowniczy i zasilający o izolacji i powłoce PVC, odporny na UV","BITNER","KMT",1,191760,"PLN",0.23,null,null,null,null,null,null,null,"n95"]
[80,null,"STEROWNICZE","S62514","0159090007258296240S62514","BiT 1000","2x2,5","elastyczny przewód sterowniczy i zasilający o izolacji i powłoce PVC, odporny na UV","BITNER","KMT",1,7280,"PLN",0.23,null,null,null,null,null,null,null,"n95"]
[81,null,"STEROWNICZE","S62515","0159090007258296240S62515","BiT 1000","3G2,5","elastyczny przewód sterowniczy i zasilający o izolacji i powłoce PVC, odporny na UV","BITNER","KMT",1,10060,"PLN",0.23,null,null,null,null,null,null,null,"n95"]
[82,null,"STEROWNICZE","S62517","0159090007258296240S62517","BiT 1000","4G2,5","elastyczny przewód sterowniczy i zasilający o izolacji i powłoce PVC, odporny na UV","BITNER","KMT",1,12740,"PLN",0.23,null,null,null,null,null,null,null,"n95"]
[83,null,"STEROWNICZE","S62519","0159090007258296240S62519","BiT 1000","5G2,5","elastyczny przewód sterowniczy i zasilający o izolacji i powłoce PVC, odporny na UV","BITNER","KMT",1,15650,"PLN",0.23,null,null,null,null,null,null,null,"n95"]
[84,null,"STEROWNICZE","S62521","0159090007258296240S62521","BiT 1000","7G2,5","elastyczny przewód sterowniczy i zasilający o izolacji i powłoce PVC, odporny na UV","BITNER","KMT",1,21050,"PLN",0.23,null,null,null,null,null,null,null,"n95"]
[85,null,"STEROWNICZE","S62523","0159090007258296240S62523","BiT 1000","16G2,5","elastyczny przewód sterowniczy i zasilający o izolacji i powłoce PVC, odporny na UV","BITNER","KMT",1,47010,"PLN",0.23,null,null,null,null,null,null,null,"n95"]
[86,null,"STEROWNICZE","S62524","0159090007258296240S62524","BiT 1000","18G2,5","elastyczny przewód sterowniczy i zasilający o izolacji i powłoce PVC, odporny na UV","BITNER","KMT",1,52640,"PLN",0.23,null,null,null,null,null,null,null,"n95"]
[87,null,"STEROWNICZE","S62525","0159090007258296240S62525","BiT 1000","25G2,5","elastyczny przewód sterowniczy i zasilający o izolacji i powłoce PVC, odporny na UV","BITNER","KMT",1,73020,"PLN",0.23,null,null,null,null,null,null,null,"n95"]
[88,null,"STEROWNICZE","S62526","0159090007258296240S62526","BiT 1000","2x4","elastyczny przewód sterowniczy i zasilający o izolacji i powłoce PVC, odporny na UV","BITNER","KMT",1,11600,"PLN",0.23,null,null,null,null,null,null,null,"n95"]
[89,null,"STEROWNICZE","S62527","0159090007258296240S62527","BiT 1000","3G4","elastyczny przewód sterowniczy i zasilający o izolacji i powłoce PVC, odporny na UV","BITNER","KMT",1,15920,"PLN",0.23,null,null,null,null,null,null,null,"n95"]
[90,null,"STEROWNICZE","S62528","0159090007258296240S62528","BiT 1000","4G4","elastyczny przewód sterowniczy i zasilający o izolacji i powłoce PVC, odporny na UV","BITNER","KMT",1,20680,"PLN",0.23,null,null,null,null,null,null,null,"n95"]
[91,null,"STEROWNICZE","S62529","0159090007258296240S62529","BiT 1000","5G4","elastyczny przewód sterowniczy i zasilający o izolacji i powłoce PVC, odporny na UV","BITNER","KMT",1,25380,"PLN",0.23,null,null,null,null,null,null,null,"n95"]
[92,null,"STEROWNICZE","S62530","0159090007258296240S62530","BiT 1000","7G4","elastyczny przewód sterowniczy i zasilający o izolacji i powłoce PVC, odporny na UV","BITNER","KMT",1,34460,"PLN",0.23,null,null,null,null,null,null,null,"n95"]
[93,null,"STEROWNICZE","S62532","0159090007258296240S62532","BiT 1000","3G6","elastyczny przewód sterowniczy i zasilający o izolacji i powłoce PVC, odporny na UV","BITNER","KMT",1,22650,"PLN",0.23,null,null,null,null,null,null,null,"n95"]
[94,null,"STEROWNICZE","S62533","0159090007258296240S62533","BiT 1000","4G6","elastyczny przewód sterowniczy i zasilający o izolacji i powłoce PVC, odporny na UV","BITNER","KMT",1,29700,"PLN",0.23,null,null,null,null,null,null,null,"n95"]
[95,null,"STEROWNICZE","S62534","0159090007258296240S62534","BiT 1000","5G6","elastyczny przewód sterowniczy i zasilający o izolacji i powłoce PVC, odporny na UV","BITNER","KMT",1,36580,"PLN",0.23,null,null,null,null,null,null,null,"n95"]
[96,null,"STEROWNICZE","S62535","0159090007258296240S62535","BiT 1000","7G6","elastyczny przewód sterowniczy i zasilający o izolacji i powłoce PVC, odporny na UV","BITNER","KMT",1,50200,"PLN",0.23,null,null,null,null,null,null,null,"n95"]
[97,null,"STEROWNICZE","S62536","0159090007258296240S62536","BiT 1000","3G10","elastyczny przewód sterowniczy i zasilający o izolacji i powłoce PVC, odporny na UV","BITNER","KMT",1,37940,"PLN",0.23,null,null,null,null,null,null,null,"n95"]
[98,null,"STEROWNICZE","S62537","0159090007258296240S62537","BiT 1000","4G10","elastyczny przewód sterowniczy i zasilający o izolacji i powłoce PVC, odporny na UV","BITNER","KMT",1,49900,"PLN",0.23,null,null,null,null,null,null,null,"n95"]
[99,null,"STEROWNICZE","S62538","0159090007258296240S62538","BiT 1000","5G10","elastyczny przewód sterowniczy i zasilający o izolacji i powłoce PVC, odporny na UV","BITNER","KMT",1,61540,"PLN",0.23,null,null,null,null,null,null,null,"n95"]
[100,null,"STEROWNICZE","S62539","0159090007258296240S62539","BiT 1000","7G10","elastyczny przewód sterowniczy i zasilający o izolacji i powłoce PVC, odporny na UV","BITNER","KMT",1,84200,"PLN",0.23,null,null,null,null,null,null,null,"n95"]
[101,null,"STEROWNICZE","S62540","0159090007258296240S62540","BiT 1000","3G16","elastyczny przewód sterowniczy i zasilający o izolacji i powłoce PVC, odporny na UV","BITNER","KMT",1,57250,"PLN",0.23,null,null,null,null,null,null,null,"n95"]
[102,null,"STEROWNICZE","S62541","0159090007258296240S62541","BiT 1000","4G16","elastyczny przewód sterowniczy i zasilający o izolacji i powłoce PVC, odporny na UV","BITNER","KMT",1,75390,"PLN",0.23,null,null,null,null,null,null,null,"n95"]
[103,null,"STEROWNICZE","S62542","0159090007258296240S62542","BiT 1000","5G16","elastyczny przewód sterowniczy i zasilający o izolacji i powłoce PVC, odporny na UV","BITNER","KMT",1,93270,"PLN",0.23,null,null,null,null,null,null,null,"n95"]
[104,null,"STEROWNICZE","S62543","0159090007258296240S62543","BiT 1000","7G16","elastyczny przewód sterowniczy i zasilający o izolacji i powłoce PVC, odporny na UV","BITNER","KMT",1,128150,"PLN",0.23,null,null,null,null,null,null,null,"n95"]
[105,null,"STEROWNICZE","S62544","0159090007258296240S62544","BiT 1000","3G25","elastyczny przewód sterowniczy i zasilający o izolacji i powłoce PVC, odporny na UV","BITNER","KMT",1,89920,"PLN",0.23,null,null,null,null,null,null,null,"n95"]
[106,null,"STEROWNICZE","S62545","0159090007258296240S62545","BiT 1000","4G25","elastyczny przewód sterowniczy i zasilający o izolacji i powłoce PVC, odporny na UV","BITNER","KMT",1,118190,"PLN",0.23,null,null,null,null,null,null,null,"n95"]
[107,null,"STEROWNICZE","S62546","0159090007258296240S62546","BiT 1000","5G25","elastyczny przewód sterowniczy i zasilający o izolacji i powłoce PVC, odporny na UV","BITNER","KMT",1,146700,"PLN",0.23,null,null,null,null,null,null,null,"n95"]
[108,null,"STEROWNICZE","S62547","0159090007258296240S62547","BiT 1000","3G35","elastyczny przewód sterowniczy i zasilający o izolacji i powłoce PVC, odporny na UV","BITNER","KMT",1,121050,"PLN",0.23,null,null,null,null,null,null,null,"n95"]
[109,null,"STEROWNICZE","S62548","0159090007258296240S62548","BiT 1000","4G35","elastyczny przewód sterowniczy i zasilający o izolacji i powłoce PVC, odporny na UV","BITNER","KMT",1,159730,"PLN",0.23,null,null,null,null,null,null,null,"n95"]
[110,null,"STEROWNICZE","S62549","0159090007258296240S62549","BiT 1000","5G35","elastyczny przewód sterowniczy i zasilający o izolacji i powłoce PVC, odporny na UV","BITNER","KMT",1,198510,"PLN",0.23,null,null,null,null,null,null,null,"n95"]
[111,null,"STEROWNICZE","S62550","0159090007258296240S62550","BiT 1000","3G50","elastyczny przewód sterowniczy i zasilający o izolacji i powłoce PVC, odporny na UV","BITNER","KMT",1,170810,"PLN",0.23,null,null,null,null,null,null,null,"n95"]
[112,null,"STEROWNICZE","S62551","0159090007258296240S62551","BiT 1000","4G50","elastyczny przewód sterowniczy i zasilający o izolacji i powłoce PVC, odporny na UV","BITNER","KMT",1,224800,"PLN",0.23,null,null,null,null,null,null,null,"n95"]
[113,null,"STEROWNICZE","S62552","0159090007258296240S62552","BiT 1000","5G50","elastyczny przewód sterowniczy i zasilający o izolacji i powłoce PVC, odporny na UV","BITNER","KMT",1,280080,"PLN",0.23,null,null,null,null,null,null,null,"n95"]
[114,null,"STEROWNICZE","S62553","0159090007258296240S62553","BiT 1000","3G70","elastyczny przewód sterowniczy i zasilający o izolacji i powłoce PVC, odporny na UV","BITNER","KMT",1,243240,"PLN",0.23,null,null,null,null,null,null,null,"n95"]
[115,null,"STEROWNICZE","S62554","0159090007258296240S62554","BiT 1000","4G70","elastyczny przewód sterowniczy i zasilający o izolacji i powłoce PVC, odporny na UV","BITNER","KMT",1,321760,"PLN",0.23,null,null,null,null,null,null,null,"n95"]
[116,null,"STEROWNICZE","S62555","0159090007258296240S62555","BiT 1000","5G70","elastyczny przewód sterowniczy i zasilający o izolacji i powłoce PVC, odporny na UV","BITNER","KMT",1,400140,"PLN",0.23,null,null,null,null,null,null,null,"n95"]
[117,null,"STEROWNICZE","S62556","0159090007258296240S62556","BiT 1000","3G95","elastyczny przewód sterowniczy i zasilający o izolacji i powłoce PVC, odporny na UV","BITNER","KMT",1,322890,"PLN",0.23,null,null,null,null,null,null,null,"n95"]
[118,null,"STEROWNICZE","S62557","0159090007258296240S62557","BiT 1000","4G95","elastyczny przewód sterowniczy i zasilający o izolacji i powłoce PVC, odporny na UV","BITNER","KMT",1,426860,"PLN",0.23,null,null,null,null,null,null,null,"n95"]
[119,null,"STEROWNICZE","S62559","0159090007258296240S62559","BiT 1000","3G120","elastyczny przewód sterowniczy i zasilający o izolacji i powłoce PVC, odporny na UV","BITNER","KMT",1,404230,"PLN",0.23,null,null,null,null,null,null,null,"n95"]
[120,null,"STEROWNICZE","S62560","0159090007258296240S62560","BiT 1000","4G120","elastyczny przewód sterowniczy i zasilający o izolacji i powłoce PVC, odporny na UV","BITNER","KMT",1,537800,"PLN",0.23,null,null,null,null,null,null,null,"n95"]
[121,null,"STEROWNICZE","S62561","0159090007258296240S62561","BiT 1000","4G150","elastyczny przewód sterowniczy i zasilający o izolacji i powłoce PVC, odporny na UV","BITNER","KMT",1,658990,"PLN",0.23,null,null,null,null,null,null,null,"n95"]
[122,null,"STEROWNICZE","S62562","0159090007258296240S62562","BiT 1000","4G185","elastyczny przewód sterowniczy i zasilający o izolacji i powłoce PVC, odporny na UV","BITNER","KMT",1,803730,"PLN",0.23,null,null,null,null,null,null,null,"n95"]
[123,null,"STEROWNICZE","S62563","0159090007258296240S62563","BiT 1000","4G240","elastyczny przewód sterowniczy i zasilający o izolacji i powłoce PVC, odporny na UV","BITNER","KMT",1,1051770,"PLN",0.23,null,null,null,null,null,null,null,"n95"]
[124,null,"STEROWNICZE","S62579","0159090007258296240S62579","BiT 1000","1x240","elastyczny przewód sterowniczy i zasilający o izolacji i powłoce PVC, odporny na UV","BITNER","KMT",1,251800,"PLN",0.23,null,null,null,null,null,null,null,"n95"]
[125,null,"STEROWNICZE","S62582","0159090007258296240S62582","BiT 1000","1x300","elastyczny przewód sterowniczy i zasilający o izolacji i powłoce PVC, odporny na UV","BITNER","KMT",1,327880,"PLN",0.23,null,null,null,null,null,null,null,"n95"]
[126,null,"STEROWNICZE","S62586","0159090007258296240S62586","BiT 1000","1x400","elastyczny przewód sterowniczy i zasilający o izolacji i powłoce PVC, odporny na UV","BITNER","KMT",1,464690,"PLN",0.23,null,null,null,null,null,null,null,"n95"]
[127,null,"STEROWNICZE","S62588","0159090007258296240S62588","BiT 1000","1x500","elastyczny przewód sterowniczy i zasilający o izolacji i powłoce PVC, odporny na UV","BITNER","KMT",1,561560,"PLN",0.23,null,null,null,null,null,null,null,"n95"]
[128,null,"STEROWNICZE","S63072","0159090007258296240S63072","BiT 1000","37G0,75","elastyczny przewód sterowniczy i zasilający o izolacji i powłoce PVC, odporny na UV","BITNER","KMT",1,36980,"PLN",0.23,null,null,null,null,null,null,null,"n95"]
[129,null,"STEROWNICZE","S63073","0159090007258296240S63073","BiT 1000","42G0,75","elastyczny przewód sterowniczy i zasilający o izolacji i powłoce PVC, odporny na UV","BITNER","KMT",1,42640,"PLN",0.23,null,null,null,null,null,null,null,"n95"]
[130,null,"STEROWNICZE","S63074","0159090007258296240S63074","BiT 1000","52G0,75","elastyczny przewód sterowniczy i zasilający o izolacji i powłoce PVC, odporny na UV","BITNER","KMT",1,51630,"PLN",0.23,null,null,null,null,null,null,null,"n95"]
[131,null,"STEROWNICZE","S63075","0159090007258296240S63075","BiT 1000","61G0,75","elastyczny przewód sterowniczy i zasilający o izolacji i powłoce PVC, odporny na UV","BITNER","KMT",1,60290,"PLN",0.23,null,null,null,null,null,null,null,"n95"]
[132,null,"STEROWNICZE","S63082","0159090007258296240S63082","BiT 1000","37G1,0","elastyczny przewód sterowniczy i zasilający o izolacji i powłoce PVC, odporny na UV","BITNER","KMT",1,47300,"PLN",0.23,null,null,null,null,null,null,null,"n95"]
[133,null,"STEROWNICZE","S63083","0159090007258296240S63083","BiT 1000","42G1,0","elastyczny przewód sterowniczy i zasilający o izolacji i powłoce PVC, odporny na UV","BITNER","KMT",1,54010,"PLN",0.23,null,null,null,null,null,null,null,"n95"]
[134,null,"STEROWNICZE","S63084","0159090007258296240S63084","BiT 1000","52G1,0","elastyczny przewód sterowniczy i zasilający o izolacji i powłoce PVC, odporny na UV","BITNER","KMT",1,66120,"PLN",0.23,null,null,null,null,null,null,null,"n95"]
[135,null,"STEROWNICZE","S63085","0159090007258296240S63085","BiT 1000","61G1,0","elastyczny przewód sterowniczy i zasilający o izolacji i powłoce PVC, odporny na UV","BITNER","KMT",1,77030,"PLN",0.23,null,null,null,null,null,null,null,"n95"]
[136,null,"STEROWNICZE","S63091","0159090007258296240S63091","BiT 1000","37G1,5","elastyczny przewód sterowniczy i zasilający o izolacji i powłoce PVC, odporny na UV","BITNER","KMT",1,66640,"PLN",0.23,null,null,null,null,null,null,null,"n95"]
[137,null,"STEROWNICZE","S63092","0159090007258296240S63092","BiT 1000","42G1,5","elastyczny przewód sterowniczy i zasilający o izolacji i powłoce PVC, odporny na UV","BITNER","KMT",1,76540,"PLN",0.23,null,null,null,null,null,null,null,"n95"]
[138,null,"STEROWNICZE","S63093","0159090007258296240S63093","BiT 1000","52G1,5","elastyczny przewód sterowniczy i zasilający o izolacji i powłoce PVC, odporny na UV","BITNER","KMT",1,93140,"PLN",0.23,null,null,null,null,null,null,null,"n95"]
[139,null,"STEROWNICZE","S63094","0159090007258296240S63094","BiT 1000","61G1,5","elastyczny przewód sterowniczy i zasilający o izolacji i powłoce PVC, odporny na UV","BITNER","KMT",1,108860,"PLN",0.23,null,null,null,null,null,null,null,"n95"]
[140,null,"STEROWNICZE","S63096","0159090007258296240S63096","BiT 1000","8G2,5","elastyczny przewód sterowniczy i zasilający o izolacji i powłoce PVC, odporny na UV","BITNER","KMT",1,24770,"PLN",0.23,null,null,null,null,null,null,null,"n95"]
[141,null,"STEROWNICZE","S63097","0159090007258296240S63097","BiT 1000","10G2,5","elastyczny przewód sterowniczy i zasilający o izolacji i powłoce PVC, odporny na UV","BITNER","KMT",1,30760,"PLN",0.23,null,null,null,null,null,null,null,"n95"]
[142,null,"STEROWNICZE","S63098","0159090007258296240S63098","BiT 1000","12G2,5","elastyczny przewód sterowniczy i zasilający o izolacji i powłoce PVC, odporny na UV","BITNER","KMT",1,36070,"PLN",0.23,null,null,null,null,null,null,null,"n95"]
[143,null,"STEROWNICZE","S63099","0159090007258296240S63099","BiT 1000","14G2,5","elastyczny przewód sterowniczy i zasilający o izolacji i powłoce PVC, odporny na UV","BITNER","KMT",1,41280,"PLN",0.23,null,null,null,null,null,null,null,"n95"]
[144,null,"STEROWNICZE","S63100","0159090007258296240S63100","BiT 1000","2x0,5","elastyczny przewód sterowniczy i zasilający o izolacji i powłoce PVC, odporny na UV","BITNER","KMT",1,2410,"PLN",0.23,null,null,null,null,null,null,null,"n95"]
[145,null,"STEROWNICZE","S63101","0159090007258296240S63101","BiT 1000","3G0,5","elastyczny przewód sterowniczy i zasilający o izolacji i powłoce PVC, odporny na UV","BITNER","KMT",1,3100,"PLN",0.23,null,null,null,null,null,null,null,"n95"]
[146,null,"STEROWNICZE","S63102","0159090007258296240S63102","BiT 1000","4G0,5","elastyczny przewód sterowniczy i zasilający o izolacji i powłoce PVC, odporny na UV","BITNER","KMT",1,3850,"PLN",0.23,null,null,null,null,null,null,null,"n95"]
[147,null,"STEROWNICZE","S63103","0159090007258296240S63103","BiT 1000","5G0,5","elastyczny przewód sterowniczy i zasilający o izolacji i powłoce PVC, odporny na UV","BITNER","KMT",1,4660,"PLN",0.23,null,null,null,null,null,null,null,"n95"]
[148,null,"STEROWNICZE","S63104","0159090007258296240S63104","BiT 1000","6G0,5","elastyczny przewód sterowniczy i zasilający o izolacji i powłoce PVC, odporny na UV","BITNER","KMT",1,5310,"PLN",0.23,null,null,null,null,null,null,null,"n95"]
[149,null,"STEROWNICZE","S63105","0159090007258296240S63105","BiT 1000","7G0,5","elastyczny przewód sterowniczy i zasilający o izolacji i powłoce PVC, odporny na UV","BITNER","KMT",1,5850,"PLN",0.23,null,null,null,null,null,null,null,"n95"]
[150,null,"STEROWNICZE","S63106","0159090007258296240S63106","BiT 1000","8G0,5","elastyczny przewód sterowniczy i zasilający o izolacji i powłoce PVC, odporny na UV","BITNER","KMT",1,7040,"PLN",0.23,null,null,null,null,null,null,null,"n95"]
[151,null,"STEROWNICZE","S63107","0159090007258296240S63107","BiT 1000","10G0,5","elastyczny przewód sterowniczy i zasilający o izolacji i powłoce PVC, odporny na UV","BITNER","KMT",1,8840,"PLN",0.23,null,null,null,null,null,null,null,"n95"]
[152,null,"STEROWNICZE","S63108","0159090007258296240S63108","BiT 1000","12G0,5","elastyczny przewód sterowniczy i zasilający o izolacji i powłoce PVC, odporny na UV","BITNER","KMT",1,9900,"PLN",0.23,null,null,null,null,null,null,null,"n95"]
[153,null,"STEROWNICZE","S63109","0159090007258296240S63109","BiT 1000","14G0,5","elastyczny przewód sterowniczy i zasilający o izolacji i powłoce PVC, odporny na UV","BITNER","KMT",1,11060,"PLN",0.23,null,null,null,null,null,null,null,"n95"]
[154,null,"STEROWNICZE","S63110","0159090007258296240S63110","BiT 1000","16G0,5","elastyczny przewód sterowniczy i zasilający o izolacji i powłoce PVC, odporny na UV","BITNER","KMT",1,12500,"PLN",0.23,null,null,null,null,null,null,null,"n95"]
[155,null,"STEROWNICZE","S63111","0159090007258296240S63111","BiT 1000","18G0,5","elastyczny przewód sterowniczy i zasilający o izolacji i powłoce PVC, odporny na UV","BITNER","KMT",1,13950,"PLN",0.23,null,null,null,null,null,null,null,"n95"]
[156,null,"STEROWNICZE","S63113","0159090007258296240S63113","BiT 1000","21G0,5","elastyczny przewód sterowniczy i zasilający o izolacji i powłoce PVC, odporny na UV","BITNER","KMT",1,15940,"PLN",0.23,null,null,null,null,null,null,null,"n95"]
[157,null,"STEROWNICZE","S63114","0159090007258296240S63114","BiT 1000","25G0,5","elastyczny przewód sterowniczy i zasilający o izolacji i powłoce PVC, odporny na UV","BITNER","KMT",1,19030,"PLN",0.23,null,null,null,null,null,null,null,"n95"]
[158,null,"STEROWNICZE","S63115","0159090007258296240S63115","BiT 1000","30G0,5","elastyczny przewód sterowniczy i zasilający o izolacji i powłoce PVC, odporny na UV","BITNER","KMT",1,22080,"PLN",0.23,null,null,null,null,null,null,null,"n95"]
[159,null,"STEROWNICZE","S63117","0159090007258296240S63117","BiT 1000","34G0,5","elastyczny przewód sterowniczy i zasilający o izolacji i powłoce PVC, odporny na UV","BITNER","KMT",1,25190,"PLN",0.23,null,null,null,null,null,null,null,"n95"]
[160,null,"STEROWNICZE","S63118","0159090007258296240S63118","BiT 1000","2x0,75","elastyczny przewód sterowniczy i zasilający o izolacji i powłoce PVC, odporny na UV","BITNER","KMT",1,3150,"PLN",0.23,null,null,null,null,null,null,null,"n95"]
[161,null,"STEROWNICZE","S63119","0159090007258296240S63119","BiT 1000","3G0,75","elastyczny przewód sterowniczy i zasilający o izolacji i powłoce PVC, odporny na UV","BITNER","KMT",1,4130,"PLN",0.23,null,null,null,null,null,null,null,"n95"]
[162,null,"STEROWNICZE","S63120","0159090007258296240S63120","BiT 1000","4G0,75","elastyczny przewód sterowniczy i zasilający o izolacji i powłoce PVC, odporny na UV","BITNER","KMT",1,5070,"PLN",0.23,null,null,null,null,null,null,null,"n95"]
[163,null,"STEROWNICZE","S63121","0159090007258296240S63121","BiT 1000","5G0,75","elastyczny przewód sterowniczy i zasilający o izolacji i powłoce PVC, odporny na UV","BITNER","KMT",1,6110,"PLN",0.23,null,null,null,null,null,null,null,"n95"]
[164,null,"STEROWNICZE","S63122","0159090007258296240S63122","BiT 1000","6G0,75","elastyczny przewód sterowniczy i zasilający o izolacji i powłoce PVC, odporny na UV","BITNER","KMT",1,7170,"PLN",0.23,null,null,null,null,null,null,null,"n95"]
[165,null,"STEROWNICZE","S63123","0159090007258296240S63123","BiT 1000","7G0,75","elastyczny przewód sterowniczy i zasilający o izolacji i powłoce PVC, odporny na UV","BITNER","KMT",1,7970,"PLN",0.23,null,null,null,null,null,null,null,"n95"]
[166,null,"STEROWNICZE","S63124","0159090007258296240S63124","BiT 1000","8G0,75","elastyczny przewód sterowniczy i zasilający o izolacji i powłoce PVC, odporny na UV","BITNER","KMT",1,9150,"PLN",0.23,null,null,null,null,null,null,null,"n95"]
[167,null,"STEROWNICZE","S63125","0159090007258296240S63125","BiT 1000","10G0,75","elastyczny przewód sterowniczy i zasilający o izolacji i powłoce PVC, odporny na UV","BITNER","KMT",1,11580,"PLN",0.23,null,null,null,null,null,null,null,"n95"]
[168,null,"STEROWNICZE","S63126","0159090007258296240S63126","BiT 1000","12G0,75","elastyczny przewód sterowniczy i zasilający o izolacji i powłoce PVC, odporny na UV","BITNER","KMT",1,13140,"PLN",0.23,null,null,null,null,null,null,null,"n95"]
[169,null,"STEROWNICZE","S63127","0159090007258296240S63127","BiT 1000","14G0,75","elastyczny przewód sterowniczy i zasilający o izolacji i powłoce PVC, odporny na UV","BITNER","KMT",1,15010,"PLN",0.23,null,null,null,null,null,null,null,"n95"]
[170,null,"STEROWNICZE","S63128","0159090007258296240S63128","BiT 1000","16G0,75","elastyczny przewód sterowniczy i zasilający o izolacji i powłoce PVC, odporny na UV","BITNER","KMT",1,17040,"PLN",0.23,null,null,null,null,null,null,null,"n95"]
[171,null,"STEROWNICZE","S63129","0159090007258296240S63129","BiT 1000","18G0,75","elastyczny przewód sterowniczy i zasilający o izolacji i powłoce PVC, odporny na UV","BITNER","KMT",1,19000,"PLN",0.23,null,null,null,null,null,null,null,"n95"]
[172,null,"STEROWNICZE","S63131","0159090007258296240S63131","BiT 1000","21G0,75","elastyczny przewód sterowniczy i zasilający o izolacji i powłoce PVC, odporny na UV","BITNER","KMT",1,21800,"PLN",0.23,null,null,null,null,null,null,null,"n95"]
[173,null,"STEROWNICZE","S63132","0159090007258296240S63132","BiT 1000","25G0,75","elastyczny przewód sterowniczy i zasilający o izolacji i powłoce PVC, odporny na UV","BITNER","KMT",1,26040,"PLN",0.23,null,null,null,null,null,null,null,"n95"]
[174,null,"STEROWNICZE","S63133","0159090007258296240S63133","BiT 1000","30G0,75","elastyczny przewód sterowniczy i zasilający o izolacji i powłoce PVC, odporny na UV","BITNER","KMT",1,30370,"PLN",0.23,null,null,null,null,null,null,null,"n95"]
[175,null,"STEROWNICZE","S63135","0159090007258296240S63135","BiT 1000","34G0,75","elastyczny przewód sterowniczy i zasilający o izolacji i powłoce PVC, odporny na UV","BITNER","KMT",1,34630,"PLN",0.23,null,null,null,null,null,null,null,"n95"]
[176,null,"STEROWNICZE","S63136","0159090007258296240S63136","BiT 1000","2x1,0","elastyczny przewód sterowniczy i zasilający o izolacji i powłoce PVC, odporny na UV","BITNER","KMT",1,3790,"PLN",0.23,null,null,null,null,null,null,null,"n95"]
[177,null,"STEROWNICZE","S63137","0159090007258296240S63137","BiT 1000","3G1,0","elastyczny przewód sterowniczy i zasilający o izolacji i powłoce PVC, odporny na UV","BITNER","KMT",1,4880,"PLN",0.23,null,null,null,null,null,null,null,"n95"]
[178,null,"STEROWNICZE","S63138","0159090007258296240S63138","BiT 1000","4G1,0","elastyczny przewód sterowniczy i zasilający o izolacji i powłoce PVC, odporny na UV","BITNER","KMT",1,6230,"PLN",0.23,null,null,null,null,null,null,null,"n95"]
[179,null,"STEROWNICZE","S63139","0159090007258296240S63139","BiT 1000","5G1,0","elastyczny przewód sterowniczy i zasilający o izolacji i powłoce PVC, odporny na UV","BITNER","KMT",1,7560,"PLN",0.23,null,null,null,null,null,null,null,"n95"]
[180,null,"STEROWNICZE","S63140","0159090007258296240S63140","BiT 1000","6G1,0","elastyczny przewód sterowniczy i zasilający o izolacji i powłoce PVC, odporny na UV","BITNER","KMT",1,8950,"PLN",0.23,null,null,null,null,null,null,null,"n95"]
[181,null,"STEROWNICZE","S63141","0159090007258296240S63141","BiT 1000","7G1,0","elastyczny przewód sterowniczy i zasilający o izolacji i powłoce PVC, odporny na UV","BITNER","KMT",1,10000,"PLN",0.23,null,null,null,null,null,null,null,"n95"]
[182,null,"STEROWNICZE","S63142","0159090007258296240S63142","BiT 1000","8G1,0","elastyczny przewód sterowniczy i zasilający o izolacji i powłoce PVC, odporny na UV","BITNER","KMT",1,11210,"PLN",0.23,null,null,null,null,null,null,null,"n95"]
[183,null,"STEROWNICZE","S63143","0159090007258296240S63143","BiT 1000","10G1,0","elastyczny przewód sterowniczy i zasilający o izolacji i powłoce PVC, odporny na UV","BITNER","KMT",1,14460,"PLN",0.23,null,null,null,null,null,null,null,"n95"]
[184,null,"STEROWNICZE","S63144","0159090007258296240S63144","BiT 1000","12G1,0","elastyczny przewód sterowniczy i zasilający o izolacji i powłoce PVC, odporny na UV","BITNER","KMT",1,16500,"PLN",0.23,null,null,null,null,null,null,null,"n95"]
[185,null,"STEROWNICZE","S63145","0159090007258296240S63145","BiT 1000","14G1,0","elastyczny przewód sterowniczy i zasilający o izolacji i powłoce PVC, odporny na UV","BITNER","KMT",1,18940,"PLN",0.23,null,null,null,null,null,null,null,"n95"]
[186,null,"STEROWNICZE","S63146","0159090007258296240S63146","BiT 1000","16G1,0","elastyczny przewód sterowniczy i zasilający o izolacji i powłoce PVC, odporny na UV","BITNER","KMT",1,21500,"PLN",0.23,null,null,null,null,null,null,null,"n95"]
[187,null,"STEROWNICZE","S63147","0159090007258296240S63147","BiT 1000","18G1,0","elastyczny przewód sterowniczy i zasilający o izolacji i powłoce PVC, odporny na UV","BITNER","KMT",1,24040,"PLN",0.23,null,null,null,null,null,null,null,"n95"]
[188,null,"STEROWNICZE","S63149","0159090007258296240S63149","BiT 1000","21G1,0","elastyczny przewód sterowniczy i zasilający o izolacji i powłoce PVC, odporny na UV","BITNER","KMT",1,27640,"PLN",0.23,null,null,null,null,null,null,null,"n95"]
[189,null,"STEROWNICZE","S63150","0159090007258296240S63150","BiT 1000","25G1,0","elastyczny przewód sterowniczy i zasilający o izolacji i powłoce PVC, odporny na UV","BITNER","KMT",1,33000,"PLN",0.23,null,null,null,null,null,null,null,"n95"]
[190,null,"STEROWNICZE","S63151","0159090007258296240S63151","BiT 1000","30G1,0","elastyczny przewód sterowniczy i zasilający o izolacji i powłoce PVC, odporny na UV","BITNER","KMT",1,38650,"PLN",0.23,null,null,null,null,null,null,null,"n95"]
[191,null,"STEROWNICZE","S63153","0159090007258296240S63153","BiT 1000","34G1,0","elastyczny przewód sterowniczy i zasilający o izolacji i powłoce PVC, odporny na UV","BITNER","KMT",1,44240,"PLN",0.23,null,null,null,null,null,null,null,"n95"]
[192,null,"STEROWNICZE","S63154","0159090007258296240S63154","BiT 1000","2x1,5","elastyczny przewód sterowniczy i zasilający o izolacji i powłoce PVC, odporny na UV","BITNER","KMT",1,4870,"PLN",0.23,null,null,null,null,null,null,null,"n95"]
[193,null,"STEROWNICZE","S63155","0159090007258296240S63155","BiT 1000","3G1,5","elastyczny przewód sterowniczy i zasilający o izolacji i powłoce PVC, odporny na UV","BITNER","KMT",1,6590,"PLN",0.23,null,null,null,null,null,null,null,"n95"]
[194,null,"STEROWNICZE","S63156","0159090007258296240S63156","BiT 1000","4G1,5","elastyczny przewód sterowniczy i zasilający o izolacji i powłoce PVC, odporny na UV","BITNER","KMT",1,8450,"PLN",0.23,null,null,null,null,null,null,null,"n95"]
[195,null,"STEROWNICZE","S63157","0159090007258296240S63157","BiT 1000","5G1,5","elastyczny przewód sterowniczy i zasilający o izolacji i powłoce PVC, odporny na UV","BITNER","KMT",1,10310,"PLN",0.23,null,null,null,null,null,null,null,"n95"]
[196,null,"STEROWNICZE","S63158","0159090007258296240S63158","BiT 1000","6G1,5","elastyczny przewód sterowniczy i zasilający o izolacji i powłoce PVC, odporny na UV","BITNER","KMT",1,11970,"PLN",0.23,null,null,null,null,null,null,null,"n95"]
[197,null,"STEROWNICZE","S63159","0159090007258296240S63159","BiT 1000","7G1,5","elastyczny przewód sterowniczy i zasilający o izolacji i powłoce PVC, odporny na UV","BITNER","KMT",1,13450,"PLN",0.23,null,null,null,null,null,null,null,"n95"]
[198,null,"STEROWNICZE","S63160","0159090007258296240S63160","BiT 1000","8G1,5","elastyczny przewód sterowniczy i zasilający o izolacji i powłoce PVC, odporny na UV","BITNER","KMT",1,15450,"PLN",0.23,null,null,null,null,null,null,null,"n95"]
[199,null,"STEROWNICZE","S63161","0159090007258296240S63161","BiT 1000","10G1,5","elastyczny przewód sterowniczy i zasilający o izolacji i powłoce PVC, odporny na UV","BITNER","KMT",1,19830,"PLN",0.23,null,null,null,null,null,null,null,"n95"]
[200,null,"STEROWNICZE","S63162","0159090007258296240S63162","BiT 1000","12G1,5","elastyczny przewód sterowniczy i zasilający o izolacji i powłoce PVC, odporny na UV","BITNER","KMT",1,22780,"PLN",0.23,null,null,null,null,null,null,null,"n95"]
[201,null,"STEROWNICZE","S63163","0159090007258296240S63163","BiT 1000","14G1,5","elastyczny przewód sterowniczy i zasilający o izolacji i powłoce PVC, odporny na UV","BITNER","KMT",1,26220,"PLN",0.23,null,null,null,null,null,null,null,"n95"]
[202,null,"STEROWNICZE","S63164","0159090007258296240S63164","BiT 1000","16G1,5","elastyczny przewód sterowniczy i zasilający o izolacji i powłoce PVC, odporny na UV","BITNER","KMT",1,29800,"PLN",0.23,null,null,null,null,null,null,null,"n95"]
[203,null,"STEROWNICZE","S63165","0159090007258296240S63165","BiT 1000","18G1,5","elastyczny przewód sterowniczy i zasilający o izolacji i powłoce PVC, odporny na UV","BITNER","KMT",1,33360,"PLN",0.23,null,null,null,null,null,null,null,"n95"]
[204,null,"STEROWNICZE","S63167","0159090007258296240S63167","BiT 1000","21G1,5","elastyczny przewód sterowniczy i zasilający o izolacji i powłoce PVC, odporny na UV","BITNER","KMT",1,38450,"PLN",0.23,null,null,null,null,null,null,null,"n95"]
[205,null,"STEROWNICZE","S63168","0159090007258296240S63168","BiT 1000","25G1,5","elastyczny przewód sterowniczy i zasilający o izolacji i powłoce PVC, odporny na UV","BITNER","KMT",1,46080,"PLN",0.23,null,null,null,null,null,null,null,"n95"]
[206,null,"STEROWNICZE","S63169","0159090007258296240S63169","BiT 1000","30G1,5","elastyczny przewód sterowniczy i zasilający o izolacji i powłoce PVC, odporny na UV","BITNER","KMT",1,54150,"PLN",0.23,null,null,null,null,null,null,null,"n95"]
[207,null,"STEROWNICZE","S63171","0159090007258296240S63171","BiT 1000","34G1,5","elastyczny przewód sterowniczy i zasilający o izolacji i powłoce PVC, odporny na UV","BITNER","KMT",1,61630,"PLN",0.23,null,null,null,null,null,null,null,"n95"]
[208,null,"STEROWNICZE","S63173","0159090007258296240S63173","BiT 1000","21G2,5","elastyczny przewód sterowniczy i zasilający o izolacji i powłoce PVC, odporny na UV","BITNER","KMT",1,61700,"PLN",0.23,null,null,null,null,null,null,null,"n95"]
[209,null,"STEROWNICZE","S63174","0159090007258296240S63174","BiT 1000","30G2,5","elastyczny przewód sterowniczy i zasilający o izolacji i powłoce PVC, odporny na UV","BITNER","KMT",1,87160,"PLN",0.23,null,null,null,null,null,null,null,"n95"]
[210,null,"STEROWNICZE","S63182","0159090007258296240S63182","BiT 1000","10G4","elastyczny przewód sterowniczy i zasilający o izolacji i powłoce PVC, odporny na UV","BITNER","KMT",1,50360,"PLN",0.23,null,null,null,null,null,null,null,"n95"]
[211,null,"STEROWNICZE","S63183","0159090007258296240S63183","BiT 1000","14G4","elastyczny przewód sterowniczy i zasilający o izolacji i powłoce PVC, odporny na UV","BITNER","KMT",1,69170,"PLN",0.23,null,null,null,null,null,null,null,"n95"]
[212,null,"STEROWNICZE","S63185","0159090007258296240S63185","BiT 1000","10G6","elastyczny przewód sterowniczy i zasilający o izolacji i powłoce PVC, odporny na UV","BITNER","KMT",1,72810,"PLN",0.23,null,null,null,null,null,null,null,"n95"]
[213,null,"STEROWNICZE","S63186","0159090007258296240S63186","BiT 1000","6G2,5","elastyczny przewód sterowniczy i zasilający o izolacji i powłoce PVC, odporny na UV","BITNER","KMT",1,18650,"PLN",0.23,null,null,null,null,null,null,null,"n95"]
[214,null,"STEROWNICZE","BS0400","0159090007258296240BS0400","BiT 1000 (St)","2x0,5","ekranowany giętki kabel sterowniczy i zasilający, 06/1kV","BITNER","KMT",1,3180,"PLN",0.23,null,null,null,null,null,null,null,"n95"]
[215,null,"STEROWNICZE","BS0401","0159090007258296240BS0401","BiT 1000 (St)","3G0,5","ekranowany giętki kabel sterowniczy i zasilający, 06/1kV","BITNER","KMT",1,3800,"PLN",0.23,null,null,null,null,null,null,null,"n95"]
[216,null,"STEROWNICZE","BS0403","0159090007258296240BS0403","BiT 1000 (St)","4G0,5","ekranowany giętki kabel sterowniczy i zasilający, 06/1kV","BITNER","KMT",1,4570,"PLN",0.23,null,null,null,null,null,null,null,"n95"]
[217,null,"STEROWNICZE","BS0405","0159090007258296240BS0405","BiT 1000 (St)","5G0,5","ekranowany giętki kabel sterowniczy i zasilający, 06/1kV","BITNER","KMT",1,5350,"PLN",0.23,null,null,null,null,null,null,null,"n95"]
[218,null,"STEROWNICZE","BS0407","0159090007258296240BS0407","BiT 1000 (St)","6G0,5","ekranowany giętki kabel sterowniczy i zasilający, 06/1kV","BITNER","KMT",1,6180,"PLN",0.23,null,null,null,null,null,null,null,"n95"]
[219,null,"STEROWNICZE","BS0408","0159090007258296240BS0408","BiT 1000 (St)","7G0,5","ekranowany giętki kabel sterowniczy i zasilający, 06/1kV","BITNER","KMT",1,6710,"PLN",0.23,null,null,null,null,null,null,null,"n95"]
[220,null,"STEROWNICZE","BS0410","0159090007258296240BS0410","BiT 1000 (St)","8G0,5","ekranowany giętki kabel sterowniczy i zasilający, 06/1kV","BITNER","KMT",1,7620,"PLN",0.23,null,null,null,null,null,null,null,"n95"]
[221,null,"STEROWNICZE","BS0412","0159090007258296240BS0412","BiT 1000 (St)","10G0,5","ekranowany giętki kabel sterowniczy i zasilający, 06/1kV","BITNER","KMT",1,9400,"PLN",0.23,null,null,null,null,null,null,null,"n95"]
[222,null,"STEROWNICZE","BS0413","0159090007258296240BS0413","BiT 1000 (St)","12G0,5","ekranowany giętki kabel sterowniczy i zasilający, 06/1kV","BITNER","KMT",1,10460,"PLN",0.23,null,null,null,null,null,null,null,"n95"]
[223,null,"STEROWNICZE","BS0415","0159090007258296240BS0415","BiT 1000 (St)","14G0,5","ekranowany giętki kabel sterowniczy i zasilający, 06/1kV","BITNER","KMT",1,11640,"PLN",0.23,null,null,null,null,null,null,null,"n95"]
[224,null,"STEROWNICZE","BS0416","0159090007258296240BS0416","BiT 1000 (St)","16G0,5","ekranowany giętki kabel sterowniczy i zasilający, 06/1kV","BITNER","KMT",1,13110,"PLN",0.23,null,null,null,null,null,null,null,"n95"]
[225,null,"STEROWNICZE","BS0417","0159090007258296240BS0417","BiT 1000 (St)","18G0,5","ekranowany giętki kabel sterowniczy i zasilający, 06/1kV","BITNER","KMT",1,14570,"PLN",0.23,null,null,null,null,null,null,null,"n95"]
[226,null,"STEROWNICZE","BS0419","0159090007258296240BS0419","BiT 1000 (St)","21G0,5","ekranowany giętki kabel sterowniczy i zasilający, 06/1kV","BITNER","KMT",1,16560,"PLN",0.23,null,null,null,null,null,null,null,"n95"]
[227,null,"STEROWNICZE","BS0420","0159090007258296240BS0420","BiT 1000 (St)","25G0,5","ekranowany giętki kabel sterowniczy i zasilający, 06/1kV","BITNER","KMT",1,19640,"PLN",0.23,null,null,null,null,null,null,null,"n95"]
[228,null,"STEROWNICZE","BS0422","0159090007258296240BS0422","BiT 1000 (St)","30G0,5","ekranowany giętki kabel sterowniczy i zasilający, 06/1kV","BITNER","KMT",1,22720,"PLN",0.23,null,null,null,null,null,null,null,"n95"]
[229,null,"STEROWNICZE","BS0423","0159090007258296240BS0423","BiT 1000 (St)","34G0,5","ekranowany giętki kabel sterowniczy i zasilający, 06/1kV","BITNER","KMT",1,25890,"PLN",0.23,null,null,null,null,null,null,null,"n95"]
[230,null,"STEROWNICZE","BS0429","0159090007258296240BS0429","BiT 1000 (St)","2x0,75","ekranowany giętki kabel sterowniczy i zasilający, 06/1kV","BITNER","KMT",1,3850,"PLN",0.23,null,null,null,null,null,null,null,"n95"]
[231,null,"STEROWNICZE","BS0430","0159090007258296240BS0430","BiT 1000 (St)","3G0,75","ekranowany giętki kabel sterowniczy i zasilający, 06/1kV","BITNER","KMT",1,4630,"PLN",0.23,null,null,null,null,null,null,null,"n95"]
[232,null,"STEROWNICZE","BS0432","0159090007258296240BS0432","BiT 1000 (St)","4G0,75","ekranowany giętki kabel sterowniczy i zasilający, 06/1kV","BITNER","KMT",1,5700,"PLN",0.23,null,null,null,null,null,null,null,"n95"]
[233,null,"STEROWNICZE","BS0434","0159090007258296240BS0434","BiT 1000 (St)","5G0,75","ekranowany giętki kabel sterowniczy i zasilający, 06/1kV","BITNER","KMT",1,6840,"PLN",0.23,null,null,null,null,null,null,null,"n95"]
[234,null,"STEROWNICZE","BS0436","0159090007258296240BS0436","BiT 1000 (St)","6G0,75","ekranowany giętki kabel sterowniczy i zasilający, 06/1kV","BITNER","KMT",1,7940,"PLN",0.23,null,null,null,null,null,null,null,"n95"]
[235,null,"STEROWNICZE","BS0438","0159090007258296240BS0438","BiT 1000 (St)","7G0,75","ekranowany giętki kabel sterowniczy i zasilający, 06/1kV","BITNER","KMT",1,8670,"PLN",0.23,null,null,null,null,null,null,null,"n95"]
[236,null,"STEROWNICZE","BS0440","0159090007258296240BS0440","BiT 1000 (St)","8G0,75","ekranowany giętki kabel sterowniczy i zasilający, 06/1kV","BITNER","KMT",1,10010,"PLN",0.23,null,null,null,null,null,null,null,"n95"]
[237,null,"STEROWNICZE","BS0442","0159090007258296240BS0442","BiT 1000 (St)","10G0,75","ekranowany giętki kabel sterowniczy i zasilający, 06/1kV","BITNER","KMT",1,12120,"PLN",0.23,null,null,null,null,null,null,null,"n95"]
[238,null,"STEROWNICZE","BS0443","0159090007258296240BS0443","BiT 1000 (St)","12G0,75","ekranowany giętki kabel sterowniczy i zasilający, 06/1kV","BITNER","KMT",1,13730,"PLN",0.23,null,null,null,null,null,null,null,"n95"]
[239,null,"STEROWNICZE","BS0445","0159090007258296240BS0445","BiT 1000 (St)","14G0,75","ekranowany giętki kabel sterowniczy i zasilający, 06/1kV","BITNER","KMT",1,15670,"PLN",0.23,null,null,null,null,null,null,null,"n95"]
[240,null,"STEROWNICZE","BS0446","0159090007258296240BS0446","BiT 1000 (St)","16G0,75","ekranowany giętki kabel sterowniczy i zasilający, 06/1kV","BITNER","KMT",1,17730,"PLN",0.23,null,null,null,null,null,null,null,"n95"]
[241,null,"STEROWNICZE","BS0447","0159090007258296240BS0447","BiT 1000 (St)","18G0,75","ekranowany giętki kabel sterowniczy i zasilający, 06/1kV","BITNER","KMT",1,19730,"PLN",0.23,null,null,null,null,null,null,null,"n95"]
[242,null,"STEROWNICZE","BS0449","0159090007258296240BS0449","BiT 1000 (St)","21G0,75","ekranowany giętki kabel sterowniczy i zasilający, 06/1kV","BITNER","KMT",1,22590,"PLN",0.23,null,null,null,null,null,null,null,"n95"]
[243,null,"STEROWNICZE","BS0450","0159090007258296240BS0450","BiT 1000 (St)","25G0,75","ekranowany giętki kabel sterowniczy i zasilający, 06/1kV","BITNER","KMT",1,26800,"PLN",0.23,null,null,null,null,null,null,null,"n95"]
[244,null,"STEROWNICZE","BS0452","0159090007258296240BS0452","BiT 1000 (St)","30G0,75","ekranowany giętki kabel sterowniczy i zasilający, 06/1kV","BITNER","KMT",1,31270,"PLN",0.23,null,null,null,null,null,null,null,"n95"]
[245,null,"STEROWNICZE","BS0453","0159090007258296240BS0453","BiT 1000 (St)","34G0,75","ekranowany giętki kabel sterowniczy i zasilający, 06/1kV","BITNER","KMT",1,35570,"PLN",0.23,null,null,null,null,null,null,null,"n95"]
[246,null,"STEROWNICZE","BS0454","0159090007258296240BS0454","BiT 1000 (St)","37G0,75","ekranowany giętki kabel sterowniczy i zasilający, 06/1kV","BITNER","KMT",1,37970,"PLN",0.23,null,null,null,null,null,null,null,"n95"]
[247,null,"STEROWNICZE","BS0456","0159090007258296240BS0456","BiT 1000 (St)","42G0,75","ekranowany giętki kabel sterowniczy i zasilający, 06/1kV","BITNER","KMT",1,43490,"PLN",0.23,null,null,null,null,null,null,null,"n95"]
[248,null,"STEROWNICZE","BS0457","0159090007258296240BS0457","BiT 1000 (St)","52G0,75","ekranowany giętki kabel sterowniczy i zasilający, 06/1kV","BITNER","KMT",1,52850,"PLN",0.23,null,null,null,null,null,null,null,"n95"]
[249,null,"STEROWNICZE","BS0458","0159090007258296240BS0458","BiT 1000 (St)","61G0,75","ekranowany giętki kabel sterowniczy i zasilający, 06/1kV","BITNER","KMT",1,61370,"PLN",0.23,null,null,null,null,null,null,null,"n95"]
[250,null,"STEROWNICZE","BS0459","0159090007258296240BS0459","BiT 1000 (St)","2x1,0","ekranowany giętki kabel sterowniczy i zasilający, 06/1kV","BITNER","KMT",1,4700,"PLN",0.23,null,null,null,null,null,null,null,"n95"]
[251,null,"STEROWNICZE","BS0460","0159090007258296240BS0460","BiT 1000 (St)","3G1,0","ekranowany giętki kabel sterowniczy i zasilający, 06/1kV","BITNER","KMT",1,5810,"PLN",0.23,null,null,null,null,null,null,null,"n95"]
[252,null,"STEROWNICZE","BS0462","0159090007258296240BS0462","BiT 1000 (St)","4G1,0","ekranowany giętki kabel sterowniczy i zasilający, 06/1kV","BITNER","KMT",1,7230,"PLN",0.23,null,null,null,null,null,null,null,"n95"]
[253,null,"STEROWNICZE","BS0464","0159090007258296240BS0464","BiT 1000 (St)","5G1,0","ekranowany giętki kabel sterowniczy i zasilający, 06/1kV","BITNER","KMT",1,8610,"PLN",0.23,null,null,null,null,null,null,null,"n95"]
[254,null,"STEROWNICZE","BS0466","0159090007258296240BS0466","BiT 1000 (St)","6G1,0","ekranowany giętki kabel sterowniczy i zasilający, 06/1kV","BITNER","KMT",1,10060,"PLN",0.23,null,null,null,null,null,null,null,"n95"]
[255,null,"STEROWNICZE","BS0468","0159090007258296240BS0468","BiT 1000 (St)","7G1,0","ekranowany giętki kabel sterowniczy i zasilający, 06/1kV","BITNER","KMT",1,11130,"PLN",0.23,null,null,null,null,null,null,null,"n95"]
[256,null,"STEROWNICZE","BS0470","0159090007258296240BS0470","BiT 1000 (St)","8G1,0","ekranowany giętki kabel sterowniczy i zasilający, 06/1kV","BITNER","KMT",1,12380,"PLN",0.23,null,null,null,null,null,null,null,"n95"]
[257,null,"STEROWNICZE","BS0471","0159090007258296240BS0471","BiT 1000 (St)","10G1,0","ekranowany giętki kabel sterowniczy i zasilający, 06/1kV","BITNER","KMT",1,15320,"PLN",0.23,null,null,null,null,null,null,null,"n95"]
[258,null,"STEROWNICZE","BS0473","0159090007258296240BS0473","BiT 1000 (St)","12G1,0","ekranowany giętki kabel sterowniczy i zasilający, 06/1kV","BITNER","KMT",1,17400,"PLN",0.23,null,null,null,null,null,null,null,"n95"]
[259,null,"STEROWNICZE","BS0475","0159090007258296240BS0475","BiT 1000 (St)","14G1,0","ekranowany giętki kabel sterowniczy i zasilający, 06/1kV","BITNER","KMT",1,19910,"PLN",0.23,null,null,null,null,null,null,null,"n95"]
[260,null,"STEROWNICZE","BS0476","0159090007258296240BS0476","BiT 1000 (St)","16G1,0","ekranowany giętki kabel sterowniczy i zasilający, 06/1kV","BITNER","KMT",1,22640,"PLN",0.23,null,null,null,null,null,null,null,"n95"]
[261,null,"STEROWNICZE","BS0477","0159090007258296240BS0477","BiT 1000 (St)","18G1,0","ekranowany giętki kabel sterowniczy i zasilający, 06/1kV","BITNER","KMT",1,25110,"PLN",0.23,null,null,null,null,null,null,null,"n95"]
[262,null,"STEROWNICZE","BS0480","0159090007258296240BS0480","BiT 1000 (St)","21G1,0","ekranowany giętki kabel sterowniczy i zasilający, 06/1kV","BITNER","KMT",1,28770,"PLN",0.23,null,null,null,null,null,null,null,"n95"]
[263,null,"STEROWNICZE","BS0481","0159090007258296240BS0481","BiT 1000 (St)","25G1,0","ekranowany giętki kabel sterowniczy i zasilający, 06/1kV","BITNER","KMT",1,34150,"PLN",0.23,null,null,null,null,null,null,null,"n95"]
[264,null,"STEROWNICZE","BS0483","0159090007258296240BS0483","BiT 1000 (St)","30G1,0","ekranowany giętki kabel sterowniczy i zasilający, 06/1kV","BITNER","KMT",1,39920,"PLN",0.23,null,null,null,null,null,null,null,"n95"]
[265,null,"STEROWNICZE","BS0484","0159090007258296240BS0484","BiT 1000 (St)","34G1,0","ekranowany giętki kabel sterowniczy i zasilający, 06/1kV","BITNER","KMT",1,45630,"PLN",0.23,null,null,null,null,null,null,null,"n95"]
[266,null,"STEROWNICZE","BS0485","0159090007258296240BS0485","BiT 1000 (St)","37G1,0","ekranowany giętki kabel sterowniczy i zasilający, 06/1kV","BITNER","KMT",1,48750,"PLN",0.23,null,null,null,null,null,null,null,"n95"]
[267,null,"STEROWNICZE","BS0487","0159090007258296240BS0487","BiT 1000 (St)","42G1,0","ekranowany giętki kabel sterowniczy i zasilający, 06/1kV","BITNER","KMT",1,55790,"PLN",0.23,null,null,null,null,null,null,null,"n95"]
[268,null,"STEROWNICZE","BS0488","0159090007258296240BS0488","BiT 1000 (St)","52G1,0","ekranowany giętki kabel sterowniczy i zasilający, 06/1kV","BITNER","KMT",1,67550,"PLN",0.23,null,null,null,null,null,null,null,"n95"]
[269,null,"STEROWNICZE","BS0489","0159090007258296240BS0489","BiT 1000 (St)","61G1,0","ekranowany giętki kabel sterowniczy i zasilający, 06/1kV","BITNER","KMT",1,78420,"PLN",0.23,null,null,null,null,null,null,null,"n95"]
[270,null,"STEROWNICZE","BS0490","0159090007258296240BS0490","BiT 1000 (St)","2x1,5","ekranowany giętki kabel sterowniczy i zasilający, 06/1kV","BITNER","KMT",1,6000,"PLN",0.23,null,null,null,null,null,null,null,"n95"]
[271,null,"STEROWNICZE","BS0491","0159090007258296240BS0491","BiT 1000 (St)","3G1,5","ekranowany giętki kabel sterowniczy i zasilający, 06/1kV","BITNER","KMT",1,7510,"PLN",0.23,null,null,null,null,null,null,null,"n95"]
[272,null,"STEROWNICZE","BS0493","0159090007258296240BS0493","BiT 1000 (St)","4G1,5","ekranowany giętki kabel sterowniczy i zasilający, 06/1kV","BITNER","KMT",1,9480,"PLN",0.23,null,null,null,null,null,null,null,"n95"]
[273,null,"STEROWNICZE","BS0495","0159090007258296240BS0495","BiT 1000 (St)","5G1,5","ekranowany giętki kabel sterowniczy i zasilający, 06/1kV","BITNER","KMT",1,11410,"PLN",0.23,null,null,null,null,null,null,null,"n95"]
[274,null,"STEROWNICZE","BS0497","0159090007258296240BS0497","BiT 1000 (St)","6G1,5","ekranowany giętki kabel sterowniczy i zasilający, 06/1kV","BITNER","KMT",1,13120,"PLN",0.23,null,null,null,null,null,null,null,"n95"]
[275,null,"STEROWNICZE","BS0499","0159090007258296240BS0499","BiT 1000 (St)","7G1,5","ekranowany giętki kabel sterowniczy i zasilający, 06/1kV","BITNER","KMT",1,14630,"PLN",0.23,null,null,null,null,null,null,null,"n95"]
[276,null,"STEROWNICZE","BS0501","0159090007258296240BS0501","BiT 1000 (St)","8G1,5","ekranowany giętki kabel sterowniczy i zasilający, 06/1kV","BITNER","KMT",1,16730,"PLN",0.23,null,null,null,null,null,null,null,"n95"]
[277,null,"STEROWNICZE","BS0502","0159090007258296240BS0502","BiT 1000 (St)","10G1,5","ekranowany giętki kabel sterowniczy i zasilający, 06/1kV","BITNER","KMT",1,20700,"PLN",0.23,null,null,null,null,null,null,null,"n95"]
[278,null,"STEROWNICZE","BS0504","0159090007258296240BS0504","BiT 1000 (St)","12G1,5","ekranowany giętki kabel sterowniczy i zasilający, 06/1kV","BITNER","KMT",1,23710,"PLN",0.23,null,null,null,null,null,null,null,"n95"]
[279,null,"STEROWNICZE","BS0506","0159090007258296240BS0506","BiT 1000 (St)","14G1,5","ekranowany giętki kabel sterowniczy i zasilający, 06/1kV","BITNER","KMT",1,26940,"PLN",0.23,null,null,null,null,null,null,null,"n95"]
[280,null,"STEROWNICZE","BS0507","0159090007258296240BS0507","BiT 1000 (St)","16G1,5","ekranowany giętki kabel sterowniczy i zasilający, 06/1kV","BITNER","KMT",1,30880,"PLN",0.23,null,null,null,null,null,null,null,"n95"]
[281,null,"STEROWNICZE","BS0508","0159090007258296240BS0508","BiT 1000 (St)","18G1,5","ekranowany giętki kabel sterowniczy i zasilający, 06/1kV","BITNER","KMT",1,34510,"PLN",0.23,null,null,null,null,null,null,null,"n95"]
[282,null,"STEROWNICZE","BS0510","0159090007258296240BS0510","BiT 1000 (St)","21G1,5","ekranowany giętki kabel sterowniczy i zasilający, 06/1kV","BITNER","KMT",1,39740,"PLN",0.23,null,null,null,null,null,null,null,"n95"]
[283,null,"STEROWNICZE","BS0511","0159090007258296240BS0511","BiT 1000 (St)","25G1,5","ekranowany giętki kabel sterowniczy i zasilający, 06/1kV","BITNER","KMT",1,47370,"PLN",0.23,null,null,null,null,null,null,null,"n95"]
[284,null,"STEROWNICZE","BS0513","0159090007258296240BS0513","BiT 1000 (St)","30G1,5","ekranowany giętki kabel sterowniczy i zasilający, 06/1kV","BITNER","KMT",1,55610,"PLN",0.23,null,null,null,null,null,null,null,"n95"]
[285,null,"STEROWNICZE","BS0514","0159090007258296240BS0514","BiT 1000 (St)","34G1,5","ekranowany giętki kabel sterowniczy i zasilający, 06/1kV","BITNER","KMT",1,63510,"PLN",0.23,null,null,null,null,null,null,null,"n95"]
[286,null,"STEROWNICZE","BS0515","0159090007258296240BS0515","BiT 1000 (St)","37G1,5","ekranowany giętki kabel sterowniczy i zasilający, 06/1kV","BITNER","KMT",1,66500,"PLN",0.23,null,null,null,null,null,null,null,"n95"]
[287,null,"STEROWNICZE","BS0517","0159090007258296240BS0517","BiT 1000 (St)","42G1,5","ekranowany giętki kabel sterowniczy i zasilający, 06/1kV","BITNER","KMT",1,76230,"PLN",0.23,null,null,null,null,null,null,null,"n95"]
[288,null,"STEROWNICZE","BS0518","0159090007258296240BS0518","BiT 1000 (St)","52G1,5","ekranowany giętki kabel sterowniczy i zasilający, 06/1kV","BITNER","KMT",1,93050,"PLN",0.23,null,null,null,null,null,null,null,"n95"]
[289,null,"STEROWNICZE","BS0519","0159090007258296240BS0519","BiT 1000 (St)","61G1,5","ekranowany giętki kabel sterowniczy i zasilający, 06/1kV","BITNER","KMT",1,108900,"PLN",0.23,null,null,null,null,null,null,null,"n95"]
[290,null,"STEROWNICZE","BS0520","0159090007258296240BS0520","BiT 1000 (St)","2x2,5","ekranowany giętki kabel sterowniczy i zasilający, 06/1kV","BITNER","KMT",1,8250,"PLN",0.23,null,null,null,null,null,null,null,"n95"]
[291,null,"STEROWNICZE","BS0521","0159090007258296240BS0521","BiT 1000 (St)","3G2,5","ekranowany giętki kabel sterowniczy i zasilający, 06/1kV","BITNER","KMT",1,10960,"PLN",0.23,null,null,null,null,null,null,null,"n95"]
[292,null,"STEROWNICZE","BS0523","0159090007258296240BS0523","BiT 1000 (St)","4G2,5","ekranowany giętki kabel sterowniczy i zasilający, 06/1kV","BITNER","KMT",1,13880,"PLN",0.23,null,null,null,null,null,null,null,"n95"]
[293,null,"STEROWNICZE","BS0525","0159090007258296240BS0525","BiT 1000 (St)","5G2,5","ekranowany giętki kabel sterowniczy i zasilający, 06/1kV","BITNER","KMT",1,16770,"PLN",0.23,null,null,null,null,null,null,null,"n95"]
[294,null,"STEROWNICZE","BS0527","0159090007258296240BS0527","BiT 1000 (St)","6G2,5","ekranowany giętki kabel sterowniczy i zasilający, 06/1kV","BITNER","KMT",1,19760,"PLN",0.23,null,null,null,null,null,null,null,"n95"]
[295,null,"STEROWNICZE","BS0529","0159090007258296240BS0529","BiT 1000 (St)","7G2,5","ekranowany giętki kabel sterowniczy i zasilający, 06/1kV","BITNER","KMT",1,22310,"PLN",0.23,null,null,null,null,null,null,null,"n95"]
[296,null,"STEROWNICZE","BS0531","0159090007258296240BS0531","BiT 1000 (St)","10G2,5","ekranowany giętki kabel sterowniczy i zasilający, 06/1kV","BITNER","KMT",1,31690,"PLN",0.23,null,null,null,null,null,null,null,"n95"]
[297,null,"STEROWNICZE","BS0532","0159090007258296240BS0532","BiT 1000 (St)","12G2,5","ekranowany giętki kabel sterowniczy i zasilający, 06/1kV","BITNER","KMT",1,36780,"PLN",0.23,null,null,null,null,null,null,null,"n95"]
[298,null,"STEROWNICZE","BS0534","0159090007258296240BS0534","BiT 1000 (St)","14G2,5","ekranowany giętki kabel sterowniczy i zasilający, 06/1kV","BITNER","KMT",1,42440,"PLN",0.23,null,null,null,null,null,null,null,"n95"]
[299,null,"STEROWNICZE","BS0535","0159090007258296240BS0535","BiT 1000 (St)","16G2,5","ekranowany giętki kabel sterowniczy i zasilający, 06/1kV","BITNER","KMT",1,48280,"PLN",0.23,null,null,null,null,null,null,null,"n95"]
[300,null,"STEROWNICZE","BS0536","0159090007258296240BS0536","BiT 1000 (St)","18G2,5","ekranowany giętki kabel sterowniczy i zasilający, 06/1kV","BITNER","KMT",1,54020,"PLN",0.23,null,null,null,null,null,null,null,"n95"]
[301,null,"STEROWNICZE","BS0537","0159090007258296240BS0537","BiT 1000 (St)","21G2,5","ekranowany giętki kabel sterowniczy i zasilający, 06/1kV","BITNER","KMT",1,62630,"PLN",0.23,null,null,null,null,null,null,null,"n95"]
[302,null,"STEROWNICZE","BS0538","0159090007258296240BS0538","BiT 1000 (St)","25G2,5","ekranowany giętki kabel sterowniczy i zasilający, 06/1kV","BITNER","KMT",1,74650,"PLN",0.23,null,null,null,null,null,null,null,"n95"]
[303,null,"STEROWNICZE","BS0539","0159090007258296240BS0539","BiT 1000 (St)","30G2,5","ekranowany giętki kabel sterowniczy i zasilający, 06/1kV","BITNER","KMT",1,88190,"PLN",0.23,null,null,null,null,null,null,null,"n95"]
[304,null,"STEROWNICZE","BS0543","0159090007258296240BS0543","BiT 1000 (St)","8G2,5","ekranowany giętki kabel sterowniczy i zasilający, 06/1kV","BITNER","KMT",1,25610,"PLN",0.23,null,null,null,null,null,null,null,"n95"]
[305,null,"STEROWNICZE","BS0550","0159090007258296240BS0550","BiT 1000 (St)","2x2x0,5","ekranowany giętki kabel sterowniczy i zasilający, 06/1kV","BITNER","KMT",1,5050,"PLN",0.23,null,null,null,null,null,null,null,"n95"]
[306,null,"STEROWNICZE","BS0551","0159090007258296240BS0551","BiT 1000 (St)","3x2x0,5","ekranowany giętki kabel sterowniczy i zasilający, 06/1kV","BITNER","KMT",1,6330,"PLN",0.23,null,null,null,null,null,null,null,"n95"]
[307,null,"STEROWNICZE","BS0552","0159090007258296240BS0552","BiT 1000 (St)","4x2x0,5","ekranowany giętki kabel sterowniczy i zasilający, 06/1kV","BITNER","KMT",1,7740,"PLN",0.23,null,null,null,null,null,null,null,"n95"]
[308,null,"STEROWNICZE","BS0553","0159090007258296240BS0553","BiT 1000 (St)","5x2x0,5","ekranowany giętki kabel sterowniczy i zasilający, 06/1kV","BITNER","KMT",1,9440,"PLN",0.23,null,null,null,null,null,null,null,"n95"]
[309,null,"STEROWNICZE","BS0554","0159090007258296240BS0554","BiT 1000 (St)","6x2x0,5","ekranowany giętki kabel sterowniczy i zasilający, 06/1kV","BITNER","KMT",1,10680,"PLN",0.23,null,null,null,null,null,null,null,"n95"]
[310,null,"STEROWNICZE","BS0555","0159090007258296240BS0555","BiT 1000 (St)","7x2x0,5","ekranowany giętki kabel sterowniczy i zasilający, 06/1kV","BITNER","KMT",1,12040,"PLN",0.23,null,null,null,null,null,null,null,"n95"]
[311,null,"STEROWNICZE","BS0556","0159090007258296240BS0556","BiT 1000 (St)","8x2x0,5","ekranowany giętki kabel sterowniczy i zasilający, 06/1kV","BITNER","KMT",1,13460,"PLN",0.23,null,null,null,null,null,null,null,"n95"]
[312,null,"STEROWNICZE","BS0557","0159090007258296240BS0557","BiT 1000 (St)","10x2x0,5","ekranowany giętki kabel sterowniczy i zasilający, 06/1kV","BITNER","KMT",1,16270,"PLN",0.23,null,null,null,null,null,null,null,"n95"]
[313,null,"STEROWNICZE","BS0558","0159090007258296240BS0558","BiT 1000 (St)","12x2x0,5","ekranowany giętki kabel sterowniczy i zasilający, 06/1kV","BITNER","KMT",1,19100,"PLN",0.23,null,null,null,null,null,null,null,"n95"]
[314,null,"STEROWNICZE","BS0559","0159090007258296240BS0559","BiT 1000 (St)","14x2x0,5","ekranowany giętki kabel sterowniczy i zasilający, 06/1kV","BITNER","KMT",1,21870,"PLN",0.23,null,null,null,null,null,null,null,"n95"]
[315,null,"STEROWNICZE","BS0560","0159090007258296240BS0560","BiT 1000 (St)","16x2x0,5","ekranowany giętki kabel sterowniczy i zasilający, 06/1kV","BITNER","KMT",1,25100,"PLN",0.23,null,null,null,null,null,null,null,"n95"]
[316,null,"STEROWNICZE","BS0561","0159090007258296240BS0561","BiT 1000 (St)","18x2x0,5","ekranowany giętki kabel sterowniczy i zasilający, 06/1kV","BITNER","KMT",1,27650,"PLN",0.23,null,null,null,null,null,null,null,"n95"]
[317,null,"STEROWNICZE","BS0562","0159090007258296240BS0562","BiT 1000 (St)","20x2x0,5","ekranowany giętki kabel sterowniczy i zasilający, 06/1kV","BITNER","KMT",1,30390,"PLN",0.23,null,null,null,null,null,null,null,"n95"]
[318,null,"STEROWNICZE","BS0563","0159090007258296240BS0563","BiT 1000 (St)","24x2x0,5","ekranowany giętki kabel sterowniczy i zasilający, 06/1kV","BITNER","KMT",1,35730,"PLN",0.23,null,null,null,null,null,null,null,"n95"]
[319,null,"STEROWNICZE","BS0564","0159090007258296240BS0564","BiT 1000 (St)","2x2x0,75","ekranowany giętki kabel sterowniczy i zasilający, 06/1kV","BITNER","KMT",1,6380,"PLN",0.23,null,null,null,null,null,null,null,"n95"]
[320,null,"STEROWNICZE","BS0565","0159090007258296240BS0565","BiT 1000 (St)","3x2x0,75","ekranowany giętki kabel sterowniczy i zasilający, 06/1kV","BITNER","KMT",1,8090,"PLN",0.23,null,null,null,null,null,null,null,"n95"]
[321,null,"STEROWNICZE","BS0566","0159090007258296240BS0566","BiT 1000 (St)","4x2x0,75","ekranowany giętki kabel sterowniczy i zasilający, 06/1kV","BITNER","KMT",1,10150,"PLN",0.23,null,null,null,null,null,null,null,"n95"]
[322,null,"STEROWNICZE","BS0567","0159090007258296240BS0567","BiT 1000 (St)","5x2x0,75","ekranowany giętki kabel sterowniczy i zasilający, 06/1kV","BITNER","KMT",1,12310,"PLN",0.23,null,null,null,null,null,null,null,"n95"]
[323,null,"STEROWNICZE","BS0568","0159090007258296240BS0568","BiT 1000 (St)","6x2x0,75","ekranowany giętki kabel sterowniczy i zasilający, 06/1kV","BITNER","KMT",1,14000,"PLN",0.23,null,null,null,null,null,null,null,"n95"]
[324,null,"STEROWNICZE","BS0569","0159090007258296240BS0569","BiT 1000 (St)","7x2x0,75","ekranowany giętki kabel sterowniczy i zasilający, 06/1kV","BITNER","KMT",1,16150,"PLN",0.23,null,null,null,null,null,null,null,"n95"]
[325,null,"STEROWNICZE","BS0570","0159090007258296240BS0570","BiT 1000 (St)","8x2x0,75","ekranowany giętki kabel sterowniczy i zasilający, 06/1kV","BITNER","KMT",1,18140,"PLN",0.23,null,null,null,null,null,null,null,"n95"]
[326,null,"STEROWNICZE","BS0571","0159090007258296240BS0571","BiT 1000 (St)","10x2x0,75","ekranowany giętki kabel sterowniczy i zasilający, 06/1kV","BITNER","KMT",1,22080,"PLN",0.23,null,null,null,null,null,null,null,"n95"]
[327,null,"STEROWNICZE","BS0572","0159090007258296240BS0572","BiT 1000 (St)","12x2x0,75","ekranowany giętki kabel sterowniczy i zasilający, 06/1kV","BITNER","KMT",1,26020,"PLN",0.23,null,null,null,null,null,null,null,"n95"]
[328,null,"STEROWNICZE","BS0573","0159090007258296240BS0573","BiT 1000 (St)","14x2x0,75","ekranowany giętki kabel sterowniczy i zasilający, 06/1kV","BITNER","KMT",1,30140,"PLN",0.23,null,null,null,null,null,null,null,"n95"]
[329,null,"STEROWNICZE","BS0574","0159090007258296240BS0574","BiT 1000 (St)","16x2x0,75","ekranowany giętki kabel sterowniczy i zasilający, 06/1kV","BITNER","KMT",1,34400,"PLN",0.23,null,null,null,null,null,null,null,"n95"]
[330,null,"STEROWNICZE","BS0575","0159090007258296240BS0575","BiT 1000 (St)","18x2x0,75","ekranowany giętki kabel sterowniczy i zasilający, 06/1kV","BITNER","KMT",1,38040,"PLN",0.23,null,null,null,null,null,null,null,"n95"]
[331,null,"STEROWNICZE","BS0576","0159090007258296240BS0576","BiT 1000 (St)","20x2x0,75","ekranowany giętki kabel sterowniczy i zasilający, 06/1kV","BITNER","KMT",1,42110,"PLN",0.23,null,null,null,null,null,null,null,"n95"]
[332,null,"STEROWNICZE","BS0577","0159090007258296240BS0577","BiT 1000 (St)","24x2x0,75","ekranowany giętki kabel sterowniczy i zasilający, 06/1kV","BITNER","KMT",1,49640,"PLN",0.23,null,null,null,null,null,null,null,"n95"]
[333,null,"STEROWNICZE","BS0578","0159090007258296240BS0578","BiT 1000 (St)","2x2x1","ekranowany giętki kabel sterowniczy i zasilający, 06/1kV","BITNER","KMT",1,7950,"PLN",0.23,null,null,null,null,null,null,null,"n95"]
[334,null,"STEROWNICZE","BS0579","0159090007258296240BS0579","BiT 1000 (St)","3x2x1","ekranowany giętki kabel sterowniczy i zasilający, 06/1kV","BITNER","KMT",1,10230,"PLN",0.23,null,null,null,null,null,null,null,"n95"]
[335,null,"STEROWNICZE","BS0580","0159090007258296240BS0580","BiT 1000 (St)","4x2x1","ekranowany giętki kabel sterowniczy i zasilający, 06/1kV","BITNER","KMT",1,12620,"PLN",0.23,null,null,null,null,null,null,null,"n95"]
[336,null,"STEROWNICZE","BS0581","0159090007258296240BS0581","BiT 1000 (St)","5x2x1","ekranowany giętki kabel sterowniczy i zasilający, 06/1kV","BITNER","KMT",1,15520,"PLN",0.23,null,null,null,null,null,null,null,"n95"]
[337,null,"STEROWNICZE","BS0582","0159090007258296240BS0582","BiT 1000 (St)","6x2x1","ekranowany giętki kabel sterowniczy i zasilający, 06/1kV","BITNER","KMT",1,17720,"PLN",0.23,null,null,null,null,null,null,null,"n95"]
[338,null,"STEROWNICZE","BS0583","0159090007258296240BS0583","BiT 1000 (St)","7x2x1","ekranowany giętki kabel sterowniczy i zasilający, 06/1kV","BITNER","KMT",1,20490,"PLN",0.23,null,null,null,null,null,null,null,"n95"]
[339,null,"STEROWNICZE","BS0584","0159090007258296240BS0584","BiT 1000 (St)","8x2x1","ekranowany giętki kabel sterowniczy i zasilający, 06/1kV","BITNER","KMT",1,23000,"PLN",0.23,null,null,null,null,null,null,null,"n95"]
[340,null,"STEROWNICZE","BS0585","0159090007258296240BS0585","BiT 1000 (St)","10x2x1","ekranowany giętki kabel sterowniczy i zasilający, 06/1kV","BITNER","KMT",1,28060,"PLN",0.23,null,null,null,null,null,null,null,"n95"]
[341,null,"STEROWNICZE","BS0586","0159090007258296240BS0586","BiT 1000 (St)","12x2x1","ekranowany giętki kabel sterowniczy i zasilający, 06/1kV","BITNER","KMT",1,33110,"PLN",0.23,null,null,null,null,null,null,null,"n95"]
[342,null,"STEROWNICZE","BS0587","0159090007258296240BS0587","BiT 1000 (St)","14x2x1","ekranowany giętki kabel sterowniczy i zasilający, 06/1kV","BITNER","KMT",1,38370,"PLN",0.23,null,null,null,null,null,null,null,"n95"]
[343,null,"STEROWNICZE","BS0588","0159090007258296240BS0588","BiT 1000 (St)","16x2x1","ekranowany giętki kabel sterowniczy i zasilający, 06/1kV","BITNER","KMT",1,43980,"PLN",0.23,null,null,null,null,null,null,null,"n95"]
[344,null,"STEROWNICZE","BS0589","0159090007258296240BS0589","BiT 1000 (St)","18x2x1","ekranowany giętki kabel sterowniczy i zasilający, 06/1kV","BITNER","KMT",1,48720,"PLN",0.23,null,null,null,null,null,null,null,"n95"]
[345,null,"STEROWNICZE","BS0590","0159090007258296240BS0590","BiT 1000 (St)","20x2x1","ekranowany giętki kabel sterowniczy i zasilający, 06/1kV","BITNER","KMT",1,53710,"PLN",0.23,null,null,null,null,null,null,null,"n95"]
[346,null,"STEROWNICZE","BS0591","0159090007258296240BS0591","BiT 1000 (St)","24x2x1","ekranowany giętki kabel sterowniczy i zasilający, 06/1kV","BITNER","KMT",1,63540,"PLN",0.23,null,null,null,null,null,null,null,"n95"]
[347,null,"STEROWNICZE","BS0592","0159090007258296240BS0592","BiT 1000 (St)","2x2x1,5","ekranowany giętki kabel sterowniczy i zasilający, 06/1kV","BITNER","KMT",1,10290,"PLN",0.23,null,null,null,null,null,null,null,"n95"]
[348,null,"STEROWNICZE","BS0593","0159090007258296240BS0593","BiT 1000 (St)","3x2x1,5","ekranowany giętki kabel sterowniczy i zasilający, 06/1kV","BITNER","KMT",1,13370,"PLN",0.23,null,null,null,null,null,null,null,"n95"]
[349,null,"STEROWNICZE","BS0594","0159090007258296240BS0594","BiT 1000 (St)","4x2x1,5","ekranowany giętki kabel sterowniczy i zasilający, 06/1kV","BITNER","KMT",1,17000,"PLN",0.23,null,null,null,null,null,null,null,"n95"]
[350,null,"STEROWNICZE","BS0595","0159090007258296240BS0595","BiT 1000 (St)","5x2x1,5","ekranowany giętki kabel sterowniczy i zasilający, 06/1kV","BITNER","KMT",1,21050,"PLN",0.23,null,null,null,null,null,null,null,"n95"]
[351,null,"STEROWNICZE","BS0596","0159090007258296240BS0596","BiT 1000 (St)","6x2x1,5","ekranowany giętki kabel sterowniczy i zasilający, 06/1kV","BITNER","KMT",1,24140,"PLN",0.23,null,null,null,null,null,null,null,"n95"]
[352,null,"STEROWNICZE","BS0597","0159090007258296240BS0597","BiT 1000 (St)","7x2x1,5","ekranowany giętki kabel sterowniczy i zasilający, 06/1kV","BITNER","KMT",1,27930,"PLN",0.23,null,null,null,null,null,null,null,"n95"]
[353,null,"STEROWNICZE","BS0598","0159090007258296240BS0598","BiT 1000 (St)","8x2x1,5","ekranowany giętki kabel sterowniczy i zasilający, 06/1kV","BITNER","KMT",1,31500,"PLN",0.23,null,null,null,null,null,null,null,"n95"]
[354,null,"STEROWNICZE","BS0599","0159090007258296240BS0599","BiT 1000 (St)","10x2x1,5","ekranowany giętki kabel sterowniczy i zasilający, 06/1kV","BITNER","KMT",1,38790,"PLN",0.23,null,null,null,null,null,null,null,"n95"]
[355,null,"STEROWNICZE","BS0600","0159090007258296240BS0600","BiT 1000 (St)","12x2x1,5","ekranowany giętki kabel sterowniczy i zasilający, 06/1kV","BITNER","KMT",1,45900,"PLN",0.23,null,null,null,null,null,null,null,"n95"]
[356,null,"STEROWNICZE","BS0601","0159090007258296240BS0601","BiT 1000 (St)","14x2x1,5","ekranowany giętki kabel sterowniczy i zasilający, 06/1kV","BITNER","KMT",1,53230,"PLN",0.23,null,null,null,null,null,null,null,"n95"]
[357,null,"STEROWNICZE","BS0602","0159090007258296240BS0602","BiT 1000 (St)","16x2x1,5","ekranowany giętki kabel sterowniczy i zasilający, 06/1kV","BITNER","KMT",1,61070,"PLN",0.23,null,null,null,null,null,null,null,"n95"]
[358,null,"STEROWNICZE","BS0603","0159090007258296240BS0603","BiT 1000 (St)","18x2x1,5","ekranowany giętki kabel sterowniczy i zasilający, 06/1kV","BITNER","KMT",1,66190,"PLN",0.23,null,null,null,null,null,null,null,"n95"]
[359,null,"STEROWNICZE","BS0604","0159090007258296240BS0604","BiT 1000 (St)","20x2x1,5","ekranowany giętki kabel sterowniczy i zasilający, 06/1kV","BITNER","KMT",1,73200,"PLN",0.23,null,null,null,null,null,null,null,"n95"]
[360,null,"STEROWNICZE","BS0605","0159090007258296240BS0605","BiT 1000 (St)","24x2x1,5","ekranowany giętki kabel sterowniczy i zasilający, 06/1kV","BITNER","KMT",1,87360,"PLN",0.23,null,null,null,null,null,null,null,"n95"]
[361,null,"STEROWNICZE","BS0606","0159090007258296240BS0606","BiT 1000 (St)","2x2x2,5","ekranowany giętki kabel sterowniczy i zasilający, 06/1kV","BITNER","KMT",1,14870,"PLN",0.23,null,null,null,null,null,null,null,"n95"]
[362,null,"STEROWNICZE","BS0607","0159090007258296240BS0607","BiT 1000 (St)","3x2x2,5","ekranowany giętki kabel sterowniczy i zasilający, 06/1kV","BITNER","KMT",1,20170,"PLN",0.23,null,null,null,null,null,null,null,"n95"]
[363,null,"STEROWNICZE","BS0608","0159090007258296240BS0608","BiT 1000 (St)","4x2x2,5","ekranowany giętki kabel sterowniczy i zasilający, 06/1kV","BITNER","KMT",1,26020,"PLN",0.23,null,null,null,null,null,null,null,"n95"]
[364,null,"STEROWNICZE","BS0609","0159090007258296240BS0609","BiT 1000 (St)","5x2x2,5","ekranowany giętki kabel sterowniczy i zasilający, 06/1kV","BITNER","KMT",1,32410,"PLN",0.23,null,null,null,null,null,null,null,"n95"]
[365,null,"STEROWNICZE","BS0610","0159090007258296240BS0610","BiT 1000 (St)","6x2x2,5","ekranowany giętki kabel sterowniczy i zasilający, 06/1kV","BITNER","KMT",1,37600,"PLN",0.23,null,null,null,null,null,null,null,"n95"]
[366,null,"STEROWNICZE","BS0611","0159090007258296240BS0611","BiT 1000 (St)","7x2x2,5","ekranowany giętki kabel sterowniczy i zasilający, 06/1kV","BITNER","KMT",1,43810,"PLN",0.23,null,null,null,null,null,null,null,"n95"]
[367,null,"STEROWNICZE","BS0612","0159090007258296240BS0612","BiT 1000 (St)","8x2x2,5","ekranowany giętki kabel sterowniczy i zasilający, 06/1kV","BITNER","KMT",1,49620,"PLN",0.23,null,null,null,null,null,null,null,"n95"]
[368,null,"STEROWNICZE","BS0613","0159090007258296240BS0613","BiT 1000 (St)","10x2x2,5","ekranowany giętki kabel sterowniczy i zasilający, 06/1kV","BITNER","KMT",1,61370,"PLN",0.23,null,null,null,null,null,null,null,"n95"]
[369,null,"STEROWNICZE","BS0614","0159090007258296240BS0614","BiT 1000 (St)","12x2x2,5","ekranowany giętki kabel sterowniczy i zasilający, 06/1kV","BITNER","KMT",1,73150,"PLN",0.23,null,null,null,null,null,null,null,"n95"]
[370,null,"STEROWNICZE","BS0615","0159090007258296240BS0615","BiT 1000 (St)","14x2x2,5","ekranowany giętki kabel sterowniczy i zasilający, 06/1kV","BITNER","KMT",1,84720,"PLN",0.23,null,null,null,null,null,null,null,"n95"]
[371,null,"STEROWNICZE","BS0616","0159090007258296240BS0616","BiT 1000 (St)","16x2x2,5","ekranowany giętki kabel sterowniczy i zasilający, 06/1kV","BITNER","KMT",1,97170,"PLN",0.23,null,null,null,null,null,null,null,"n95"]
[372,null,"STEROWNICZE","BS0930","0159090007258296240BS0930","BiT 1000 (St) FR","2x0,5","uniepalniony, ekranowany, giętki kabel sterowniczy, 0,6/1kV","BITNER","KMT",1,3690,"PLN",0.23,null,null,null,null,null,null,null,"n95"]
[373,null,"STEROWNICZE","BS0931","0159090007258296240BS0931","BiT 1000 (St) FR","3G0,5","uniepalniony, ekranowany, giętki kabel sterowniczy, 0,6/1kV","BITNER","KMT",1,4410,"PLN",0.23,null,null,null,null,null,null,null,"n95"]
[374,null,"STEROWNICZE","BS0933","0159090007258296240BS0933","BiT 1000 (St) FR","4G0,5","uniepalniony, ekranowany, giętki kabel sterowniczy, 0,6/1kV","BITNER","KMT",1,5300,"PLN",0.23,null,null,null,null,null,null,null,"n95"]
[375,null,"STEROWNICZE","BS0935","0159090007258296240BS0935","BiT 1000 (St) FR","5G0,5","uniepalniony, ekranowany, giętki kabel sterowniczy, 0,6/1kV","BITNER","KMT",1,6100,"PLN",0.23,null,null,null,null,null,null,null,"n95"]
[376,null,"STEROWNICZE","BS0937","0159090007258296240BS0937","BiT 1000 (St) FR","6G0,5","uniepalniony, ekranowany, giętki kabel sterowniczy, 0,6/1kV","BITNER","KMT",1,7050,"PLN",0.23,null,null,null,null,null,null,null,"n95"]
[377,null,"STEROWNICZE","BS0938","0159090007258296240BS0938","BiT 1000 (St) FR","7G0,5","uniepalniony, ekranowany, giętki kabel sterowniczy, 0,6/1kV","BITNER","KMT",1,7650,"PLN",0.23,null,null,null,null,null,null,null,"n95"]
[378,null,"STEROWNICZE","BS0940","0159090007258296240BS0940","BiT 1000 (St) FR","8G0,5","uniepalniony, ekranowany, giętki kabel sterowniczy, 0,6/1kV","BITNER","KMT",1,8690,"PLN",0.23,null,null,null,null,null,null,null,"n95"]
[379,null,"STEROWNICZE","BS0942","0159090007258296240BS0942","BiT 1000 (St) FR","10G0,5","uniepalniony, ekranowany, giętki kabel sterowniczy, 0,6/1kV","BITNER","KMT",1,10720,"PLN",0.23,null,null,null,null,null,null,null,"n95"]
[380,null,"STEROWNICZE","BS0943","0159090007258296240BS0943","BiT 1000 (St) FR","12G0,5","uniepalniony, ekranowany, giętki kabel sterowniczy, 0,6/1kV","BITNER","KMT",1,11920,"PLN",0.23,null,null,null,null,null,null,null,"n95"]
[381,null,"STEROWNICZE","BS0945","0159090007258296240BS0945","BiT 1000 (St) FR","14G0,5","uniepalniony, ekranowany, giętki kabel sterowniczy, 0,6/1kV","BITNER","KMT",1,13650,"PLN",0.23,null,null,null,null,null,null,null,"n95"]
[382,null,"STEROWNICZE","BS0946","0159090007258296240BS0946","BiT 1000 (St) FR","16G0,5","uniepalniony, ekranowany, giętki kabel sterowniczy, 0,6/1kV","BITNER","KMT",1,14420,"PLN",0.23,null,null,null,null,null,null,null,"n95"]
[383,null,"STEROWNICZE","BS0947","0159090007258296240BS0947","BiT 1000 (St) FR","18G0,5","uniepalniony, ekranowany, giętki kabel sterowniczy, 0,6/1kV","BITNER","KMT",1,16030,"PLN",0.23,null,null,null,null,null,null,null,"n95"]
[384,null,"STEROWNICZE","BS0949","0159090007258296240BS0949","BiT 1000 (St) FR","21G0,5","uniepalniony, ekranowany, giętki kabel sterowniczy, 0,6/1kV","BITNER","KMT",1,18220,"PLN",0.23,null,null,null,null,null,null,null,"n95"]
[385,null,"STEROWNICZE","BS0950","0159090007258296240BS0950","BiT 1000 (St) FR","25G0,5","uniepalniony, ekranowany, giętki kabel sterowniczy, 0,6/1kV","BITNER","KMT",1,21600,"PLN",0.23,null,null,null,null,null,null,null,"n95"]
[386,null,"STEROWNICZE","BS0952","0159090007258296240BS0952","BiT 1000 (St) FR","30G0,5","uniepalniony, ekranowany, giętki kabel sterowniczy, 0,6/1kV","BITNER","KMT",1,24990,"PLN",0.23,null,null,null,null,null,null,null,"n95"]
[387,null,"STEROWNICZE","BS0953","0159090007258296240BS0953","BiT 1000 (St) FR","34G0,5","uniepalniony, ekranowany, giętki kabel sterowniczy, 0,6/1kV","BITNER","KMT",1,28480,"PLN",0.23,null,null,null,null,null,null,null,"n95"]
[388,null,"STEROWNICZE","BS0959","0159090007258296240BS0959","BiT 1000 (St) FR","2x0,75","uniepalniony, ekranowany, giętki kabel sterowniczy, 0,6/1kV","BITNER","KMT",1,4470,"PLN",0.23,null,null,null,null,null,null,null,"n95"]
[389,null,"STEROWNICZE","BS0960","0159090007258296240BS0960","BiT 1000 (St) FR","3G0,75","uniepalniony, ekranowany, giętki kabel sterowniczy, 0,6/1kV","BITNER","KMT",1,5280,"PLN",0.23,null,null,null,null,null,null,null,"n95"]
[390,null,"STEROWNICZE","BS0962","0159090007258296240BS0962","BiT 1000 (St) FR","4G0,75","uniepalniony, ekranowany, giętki kabel sterowniczy, 0,6/1kV","BITNER","KMT",1,6500,"PLN",0.23,null,null,null,null,null,null,null,"n95"]
[391,null,"STEROWNICZE","BS0964","0159090007258296240BS0964","BiT 1000 (St) FR","5G0,75","uniepalniony, ekranowany, giętki kabel sterowniczy, 0,6/1kV","BITNER","KMT",1,7800,"PLN",0.23,null,null,null,null,null,null,null,"n95"]
[392,null,"STEROWNICZE","BS0966","0159090007258296240BS0966","BiT 1000 (St) FR","6G0,75","uniepalniony, ekranowany, giętki kabel sterowniczy, 0,6/1kV","BITNER","KMT",1,9050,"PLN",0.23,null,null,null,null,null,null,null,"n95"]
[393,null,"STEROWNICZE","BS0968","0159090007258296240BS0968","BiT 1000 (St) FR","7G0,75","uniepalniony, ekranowany, giętki kabel sterowniczy, 0,6/1kV","BITNER","KMT",1,9880,"PLN",0.23,null,null,null,null,null,null,null,"n95"]
[394,null,"STEROWNICZE","BS0970","0159090007258296240BS0970","BiT 1000 (St) FR","8G0,75","uniepalniony, ekranowany, giętki kabel sterowniczy, 0,6/1kV","BITNER","KMT",1,11410,"PLN",0.23,null,null,null,null,null,null,null,"n95"]
[395,null,"STEROWNICZE","BS0972","0159090007258296240BS0972","BiT 1000 (St) FR","10G0,75","uniepalniony, ekranowany, giętki kabel sterowniczy, 0,6/1kV","BITNER","KMT",1,14250,"PLN",0.23,null,null,null,null,null,null,null,"n95"]
[396,null,"STEROWNICZE","BS0973","0159090007258296240BS0973","BiT 1000 (St) FR","12G0,75","uniepalniony, ekranowany, giętki kabel sterowniczy, 0,6/1kV","BITNER","KMT",1,15100,"PLN",0.23,null,null,null,null,null,null,null,"n95"]
[397,null,"STEROWNICZE","BS0975","0159090007258296240BS0975","BiT 1000 (St) FR","14G0,75","uniepalniony, ekranowany, giętki kabel sterowniczy, 0,6/1kV","BITNER","KMT",1,17240,"PLN",0.23,null,null,null,null,null,null,null,"n95"]
[398,null,"STEROWNICZE","BS0976","0159090007258296240BS0976","BiT 1000 (St) FR","16G0,75","uniepalniony, ekranowany, giętki kabel sterowniczy, 0,6/1kV","BITNER","KMT",1,19500,"PLN",0.23,null,null,null,null,null,null,null,"n95"]
[399,null,"STEROWNICZE","BS0977","0159090007258296240BS0977","BiT 1000 (St) FR","18G0,75","uniepalniony, ekranowany, giętki kabel sterowniczy, 0,6/1kV","BITNER","KMT",1,21700,"PLN",0.23,null,null,null,null,null,null,null,"n95"]
[400,null,"STEROWNICZE","BS0979","0159090007258296240BS0979","BiT 1000 (St) FR","21G0,75","uniepalniony, ekranowany, giętki kabel sterowniczy, 0,6/1kV","BITNER","KMT",1,24850,"PLN",0.23,null,null,null,null,null,null,null,"n95"]
[401,null,"STEROWNICZE","BS0980","0159090007258296240BS0980","BiT 1000 (St) FR","25G0,75","uniepalniony, ekranowany, giętki kabel sterowniczy, 0,6/1kV","BITNER","KMT",1,29480,"PLN",0.23,null,null,null,null,null,null,null,"n95"]
[402,null,"STEROWNICZE","BS0982","0159090007258296240BS0982","BiT 1000 (St) FR","30G0,75","uniepalniony, ekranowany, giętki kabel sterowniczy, 0,6/1kV","BITNER","KMT",1,34400,"PLN",0.23,null,null,null,null,null,null,null,"n95"]
[403,null,"STEROWNICZE","BS0983","0159090007258296240BS0983","BiT 1000 (St) FR","34G0,75","uniepalniony, ekranowany, giętki kabel sterowniczy, 0,6/1kV","BITNER","KMT",1,39130,"PLN",0.23,null,null,null,null,null,null,null,"n95"]
[404,null,"STEROWNICZE","BS0984","0159090007258296240BS0984","BiT 1000 (St) FR","37G0,75","uniepalniony, ekranowany, giętki kabel sterowniczy, 0,6/1kV","BITNER","KMT",1,41770,"PLN",0.23,null,null,null,null,null,null,null,"n95"]
[405,null,"STEROWNICZE","BS0986","0159090007258296240BS0986","BiT 1000 (St) FR","42G0,75","uniepalniony, ekranowany, giętki kabel sterowniczy, 0,6/1kV","BITNER","KMT",1,47840,"PLN",0.23,null,null,null,null,null,null,null,"n95"]
[406,null,"STEROWNICZE","BS0987","0159090007258296240BS0987","BiT 1000 (St) FR","52G0,75","uniepalniony, ekranowany, giętki kabel sterowniczy, 0,6/1kV","BITNER","KMT",1,58140,"PLN",0.23,null,null,null,null,null,null,null,"n95"]
[407,null,"STEROWNICZE","BS0988","0159090007258296240BS0988","BiT 1000 (St) FR","61G0,75","uniepalniony, ekranowany, giętki kabel sterowniczy, 0,6/1kV","BITNER","KMT",1,67510,"PLN",0.23,null,null,null,null,null,null,null,"n95"]
[408,null,"STEROWNICZE","BS0989","0159090007258296240BS0989","BiT 1000 (St) FR","2x1,0","uniepalniony, ekranowany, giętki kabel sterowniczy, 0,6/1kV","BITNER","KMT",1,5360,"PLN",0.23,null,null,null,null,null,null,null,"n95"]
[409,null,"STEROWNICZE","BS0990","0159090007258296240BS0990","BiT 1000 (St) FR","3G1,0","uniepalniony, ekranowany, giętki kabel sterowniczy, 0,6/1kV","BITNER","KMT",1,6620,"PLN",0.23,null,null,null,null,null,null,null,"n95"]
[410,null,"STEROWNICZE","BS0992","0159090007258296240BS0992","BiT 1000 (St) FR","4G1,0","uniepalniony, ekranowany, giętki kabel sterowniczy, 0,6/1kV","BITNER","KMT",1,8240,"PLN",0.23,null,null,null,null,null,null,null,"n95"]
[411,null,"STEROWNICZE","BS0994","0159090007258296240BS0994","BiT 1000 (St) FR","5G1,0","uniepalniony, ekranowany, giętki kabel sterowniczy, 0,6/1kV","BITNER","KMT",1,9820,"PLN",0.23,null,null,null,null,null,null,null,"n95"]
[412,null,"STEROWNICZE","BS0996","0159090007258296240BS0996","BiT 1000 (St) FR","6G1,0","uniepalniony, ekranowany, giętki kabel sterowniczy, 0,6/1kV","BITNER","KMT",1,11470,"PLN",0.23,null,null,null,null,null,null,null,"n95"]
[413,null,"STEROWNICZE","BS0998","0159090007258296240BS0998","BiT 1000 (St) FR","7G1,0","uniepalniony, ekranowany, giętki kabel sterowniczy, 0,6/1kV","BITNER","KMT",1,12690,"PLN",0.23,null,null,null,null,null,null,null,"n95"]
[414,null,"STEROWNICZE","BS1000","0159090007258296240BS1000","BiT 1000 (St) FR","8G1,0","uniepalniony, ekranowany, giętki kabel sterowniczy, 0,6/1kV","BITNER","KMT",1,13620,"PLN",0.23,null,null,null,null,null,null,null,"n95"]
[415,null,"STEROWNICZE","BS1001","0159090007258296240BS1001","BiT 1000 (St) FR","10G1,0","uniepalniony, ekranowany, giętki kabel sterowniczy, 0,6/1kV","BITNER","KMT",1,16850,"PLN",0.23,null,null,null,null,null,null,null,"n95"]
[416,null,"STEROWNICZE","BS1003","0159090007258296240BS1003","BiT 1000 (St) FR","12G1,0","uniepalniony, ekranowany, giętki kabel sterowniczy, 0,6/1kV","BITNER","KMT",1,19140,"PLN",0.23,null,null,null,null,null,null,null,"n95"]
[417,null,"STEROWNICZE","BS1005","0159090007258296240BS1005","BiT 1000 (St) FR","14G1,0","uniepalniony, ekranowany, giętki kabel sterowniczy, 0,6/1kV","BITNER","KMT",1,21900,"PLN",0.23,null,null,null,null,null,null,null,"n95"]
[418,null,"STEROWNICZE","BS1006","0159090007258296240BS1006","BiT 1000 (St) FR","16G1,0","uniepalniony, ekranowany, giętki kabel sterowniczy, 0,6/1kV","BITNER","KMT",1,24900,"PLN",0.23,null,null,null,null,null,null,null,"n95"]
[419,null,"STEROWNICZE","BS1007","0159090007258296240BS1007","BiT 1000 (St) FR","18G1,0","uniepalniony, ekranowany, giętki kabel sterowniczy, 0,6/1kV","BITNER","KMT",1,27620,"PLN",0.23,null,null,null,null,null,null,null,"n95"]
[420,null,"STEROWNICZE","BS1010","0159090007258296240BS1010","BiT 1000 (St) FR","21G1,0","uniepalniony, ekranowany, giętki kabel sterowniczy, 0,6/1kV","BITNER","KMT",1,31650,"PLN",0.23,null,null,null,null,null,null,null,"n95"]
[421,null,"STEROWNICZE","BS1011","0159090007258296240BS1011","BiT 1000 (St) FR","25G1,0","uniepalniony, ekranowany, giętki kabel sterowniczy, 0,6/1kV","BITNER","KMT",1,37570,"PLN",0.23,null,null,null,null,null,null,null,"n95"]
[422,null,"STEROWNICZE","BS1013","0159090007258296240BS1013","BiT 1000 (St) FR","30G1,0","uniepalniony, ekranowany, giętki kabel sterowniczy, 0,6/1kV","BITNER","KMT",1,43910,"PLN",0.23,null,null,null,null,null,null,null,"n95"]
[423,null,"STEROWNICZE","BS1014","0159090007258296240BS1014","BiT 1000 (St) FR","34G1,0","uniepalniony, ekranowany, giętki kabel sterowniczy, 0,6/1kV","BITNER","KMT",1,50190,"PLN",0.23,null,null,null,null,null,null,null,"n95"]
[424,null,"STEROWNICZE","BS1015","0159090007258296240BS1015","BiT 1000 (St) FR","37G1,0","uniepalniony, ekranowany, giętki kabel sterowniczy, 0,6/1kV","BITNER","KMT",1,53630,"PLN",0.23,null,null,null,null,null,null,null,"n95"]
[425,null,"STEROWNICZE","BS1017","0159090007258296240BS1017","BiT 1000 (St) FR","42G1,0","uniepalniony, ekranowany, giętki kabel sterowniczy, 0,6/1kV","BITNER","KMT",1,61370,"PLN",0.23,null,null,null,null,null,null,null,"n95"]
[426,null,"STEROWNICZE","BS1018","0159090007258296240BS1018","BiT 1000 (St) FR","52G1,0","uniepalniony, ekranowany, giętki kabel sterowniczy, 0,6/1kV","BITNER","KMT",1,74310,"PLN",0.23,null,null,null,null,null,null,null,"n95"]
[427,null,"STEROWNICZE","BS1019","0159090007258296240BS1019","BiT 1000 (St) FR","61G1,0","uniepalniony, ekranowany, giętki kabel sterowniczy, 0,6/1kV","BITNER","KMT",1,86260,"PLN",0.23,null,null,null,null,null,null,null,"n95"]
[428,null,"STEROWNICZE","BS1020","0159090007258296240BS1020","BiT 1000 (St) FR","2x1,5","uniepalniony, ekranowany, giętki kabel sterowniczy, 0,6/1kV","BITNER","KMT",1,6840,"PLN",0.23,null,null,null,null,null,null,null,"n95"]
[429,null,"STEROWNICZE","BS1021","0159090007258296240BS1021","BiT 1000 (St) FR","3G1,5","uniepalniony, ekranowany, giętki kabel sterowniczy, 0,6/1kV","BITNER","KMT",1,8560,"PLN",0.23,null,null,null,null,null,null,null,"n95"]
[430,null,"STEROWNICZE","BS1023","0159090007258296240BS1023","BiT 1000 (St) FR","4G1,5","uniepalniony, ekranowany, giętki kabel sterowniczy, 0,6/1kV","BITNER","KMT",1,10810,"PLN",0.23,null,null,null,null,null,null,null,"n95"]
[431,null,"STEROWNICZE","BS1025","0159090007258296240BS1025","BiT 1000 (St) FR","5G1,5","uniepalniony, ekranowany, giętki kabel sterowniczy, 0,6/1kV","BITNER","KMT",1,13010,"PLN",0.23,null,null,null,null,null,null,null,"n95"]
[432,null,"STEROWNICZE","BS1027","0159090007258296240BS1027","BiT 1000 (St) FR","6G1,5","uniepalniony, ekranowany, giętki kabel sterowniczy, 0,6/1kV","BITNER","KMT",1,14430,"PLN",0.23,null,null,null,null,null,null,null,"n95"]
[433,null,"STEROWNICZE","BS1029","0159090007258296240BS1029","BiT 1000 (St) FR","7G1,5","uniepalniony, ekranowany, giętki kabel sterowniczy, 0,6/1kV","BITNER","KMT",1,16090,"PLN",0.23,null,null,null,null,null,null,null,"n95"]
[434,null,"STEROWNICZE","BS1031","0159090007258296240BS1031","BiT 1000 (St) FR","8G1,5","uniepalniony, ekranowany, giętki kabel sterowniczy, 0,6/1kV","BITNER","KMT",1,18400,"PLN",0.23,null,null,null,null,null,null,null,"n95"]
[435,null,"STEROWNICZE","BS1032","0159090007258296240BS1032","BiT 1000 (St) FR","10G1,5","uniepalniony, ekranowany, giętki kabel sterowniczy, 0,6/1kV","BITNER","KMT",1,22770,"PLN",0.23,null,null,null,null,null,null,null,"n95"]
[436,null,"STEROWNICZE","BS1034","0159090007258296240BS1034","BiT 1000 (St) FR","12G1,5","uniepalniony, ekranowany, giętki kabel sterowniczy, 0,6/1kV","BITNER","KMT",1,26080,"PLN",0.23,null,null,null,null,null,null,null,"n95"]
[437,null,"STEROWNICZE","BS1036","0159090007258296240BS1036","BiT 1000 (St) FR","14G1,5","uniepalniony, ekranowany, giętki kabel sterowniczy, 0,6/1kV","BITNER","KMT",1,29630,"PLN",0.23,null,null,null,null,null,null,null,"n95"]
[438,null,"STEROWNICZE","BS1037","0159090007258296240BS1037","BiT 1000 (St) FR","16G1,5","uniepalniony, ekranowany, giętki kabel sterowniczy, 0,6/1kV","BITNER","KMT",1,33970,"PLN",0.23,null,null,null,null,null,null,null,"n95"]
[439,null,"STEROWNICZE","BS1038","0159090007258296240BS1038","BiT 1000 (St) FR","18G1,5","uniepalniony, ekranowany, giętki kabel sterowniczy, 0,6/1kV","BITNER","KMT",1,37960,"PLN",0.23,null,null,null,null,null,null,null,"n95"]
[440,null,"STEROWNICZE","BS1040","0159090007258296240BS1040","BiT 1000 (St) FR","21G1,5","uniepalniony, ekranowany, giętki kabel sterowniczy, 0,6/1kV","BITNER","KMT",1,43710,"PLN",0.23,null,null,null,null,null,null,null,"n95"]
[441,null,"STEROWNICZE","BS1041","0159090007258296240BS1041","BiT 1000 (St) FR","25G1,5","uniepalniony, ekranowany, giętki kabel sterowniczy, 0,6/1kV","BITNER","KMT",1,52110,"PLN",0.23,null,null,null,null,null,null,null,"n95"]
[442,null,"STEROWNICZE","BS1043","0159090007258296240BS1043","BiT 1000 (St) FR","30G1,5","uniepalniony, ekranowany, giętki kabel sterowniczy, 0,6/1kV","BITNER","KMT",1,61170,"PLN",0.23,null,null,null,null,null,null,null,"n95"]
[443,null,"STEROWNICZE","BS1044","0159090007258296240BS1044","BiT 1000 (St) FR","34G1,5","uniepalniony, ekranowany, giętki kabel sterowniczy, 0,6/1kV","BITNER","KMT",1,69860,"PLN",0.23,null,null,null,null,null,null,null,"n95"]
[444,null,"STEROWNICZE","BS1045","0159090007258296240BS1045","BiT 1000 (St) FR","37G1,5","uniepalniony, ekranowany, giętki kabel sterowniczy, 0,6/1kV","BITNER","KMT",1,73150,"PLN",0.23,null,null,null,null,null,null,null,"n95"]
[445,null,"STEROWNICZE","BS1047","0159090007258296240BS1047","BiT 1000 (St) FR","42G1,5","uniepalniony, ekranowany, giętki kabel sterowniczy, 0,6/1kV","BITNER","KMT",1,83850,"PLN",0.23,null,null,null,null,null,null,null,"n95"]
[446,null,"STEROWNICZE","BS1048","0159090007258296240BS1048","BiT 1000 (St) FR","52G1,5","uniepalniony, ekranowany, giętki kabel sterowniczy, 0,6/1kV","BITNER","KMT",1,102360,"PLN",0.23,null,null,null,null,null,null,null,"n95"]
[447,null,"STEROWNICZE","BS1049","0159090007258296240BS1049","BiT 1000 (St) FR","61G1,5","uniepalniony, ekranowany, giętki kabel sterowniczy, 0,6/1kV","BITNER","KMT",1,119790,"PLN",0.23,null,null,null,null,null,null,null,"n95"]
[448,null,"STEROWNICZE","BS1050","0159090007258296240BS1050","BiT 1000 (St) FR","2x2,5","uniepalniony, ekranowany, giętki kabel sterowniczy, 0,6/1kV","BITNER","KMT",1,9410,"PLN",0.23,null,null,null,null,null,null,null,"n95"]
[449,null,"STEROWNICZE","BS1051","0159090007258296240BS1051","BiT 1000 (St) FR","3G2,5","uniepalniony, ekranowany, giętki kabel sterowniczy, 0,6/1kV","BITNER","KMT",1,12490,"PLN",0.23,null,null,null,null,null,null,null,"n95"]
[450,null,"STEROWNICZE","BS1053","0159090007258296240BS1053","BiT 1000 (St) FR","4G2,5","uniepalniony, ekranowany, giętki kabel sterowniczy, 0,6/1kV","BITNER","KMT",1,15270,"PLN",0.23,null,null,null,null,null,null,null,"n95"]
[451,null,"STEROWNICZE","BS1055","0159090007258296240BS1055","BiT 1000 (St) FR","5G2,5","uniepalniony, ekranowany, giętki kabel sterowniczy, 0,6/1kV","BITNER","KMT",1,18450,"PLN",0.23,null,null,null,null,null,null,null,"n95"]
[452,null,"STEROWNICZE","BS1057","0159090007258296240BS1057","BiT 1000 (St) FR","6G2,5","uniepalniony, ekranowany, giętki kabel sterowniczy, 0,6/1kV","BITNER","KMT",1,21740,"PLN",0.23,null,null,null,null,null,null,null,"n95"]
[453,null,"STEROWNICZE","BS1059","0159090007258296240BS1059","BiT 1000 (St) FR","7G2,5","uniepalniony, ekranowany, giętki kabel sterowniczy, 0,6/1kV","BITNER","KMT",1,24540,"PLN",0.23,null,null,null,null,null,null,null,"n95"]
[454,null,"STEROWNICZE","BS1061","0159090007258296240BS1061","BiT 1000 (St) FR","10G2,5","uniepalniony, ekranowany, giętki kabel sterowniczy, 0,6/1kV","BITNER","KMT",1,34860,"PLN",0.23,null,null,null,null,null,null,null,"n95"]
[455,null,"STEROWNICZE","BS1062","0159090007258296240BS1062","BiT 1000 (St) FR","12G2,5","uniepalniony, ekranowany, giętki kabel sterowniczy, 0,6/1kV","BITNER","KMT",1,40460,"PLN",0.23,null,null,null,null,null,null,null,"n95"]
[456,null,"STEROWNICZE","BS1064","0159090007258296240BS1064","BiT 1000 (St) FR","14G2,5","uniepalniony, ekranowany, giętki kabel sterowniczy, 0,6/1kV","BITNER","KMT",1,46680,"PLN",0.23,null,null,null,null,null,null,null,"n95"]
[457,null,"STEROWNICZE","BS1065","0159090007258296240BS1065","BiT 1000 (St) FR","16G2,5","uniepalniony, ekranowany, giętki kabel sterowniczy, 0,6/1kV","BITNER","KMT",1,53110,"PLN",0.23,null,null,null,null,null,null,null,"n95"]
[458,null,"STEROWNICZE","BS1066","0159090007258296240BS1066","BiT 1000 (St) FR","18G2,5","uniepalniony, ekranowany, giętki kabel sterowniczy, 0,6/1kV","BITNER","KMT",1,59420,"PLN",0.23,null,null,null,null,null,null,null,"n95"]
[459,null,"STEROWNICZE","BS1067","0159090007258296240BS1067","BiT 1000 (St) FR","21G2,5","uniepalniony, ekranowany, giętki kabel sterowniczy, 0,6/1kV","BITNER","KMT",1,68890,"PLN",0.23,null,null,null,null,null,null,null,"n95"]
[460,null,"STEROWNICZE","BS1068","0159090007258296240BS1068","BiT 1000 (St) FR","25G2,5","uniepalniony, ekranowany, giętki kabel sterowniczy, 0,6/1kV","BITNER","KMT",1,82120,"PLN",0.23,null,null,null,null,null,null,null,"n95"]
[461,null,"STEROWNICZE","BS1069","0159090007258296240BS1069","BiT 1000 (St) FR","30G2,5","uniepalniony, ekranowany, giętki kabel sterowniczy, 0,6/1kV","BITNER","KMT",1,97010,"PLN",0.23,null,null,null,null,null,null,null,"n95"]
[462,null,"STEROWNICZE","BS1073","0159090007258296240BS1073","BiT 1000 (St) FR","8G2,5","uniepalniony, ekranowany, giętki kabel sterowniczy, 0,6/1kV","BITNER","KMT",1,28170,"PLN",0.23,null,null,null,null,null,null,null,"n95"]
[463,null,"STEROWNICZE","BS1080","0159090007258296240BS1080","BiT 1000 (St) FR","2x2x0,5","uniepalniony, ekranowany, giętki kabel sterowniczy, 0,6/1kV","BITNER","KMT",1,5660,"PLN",0.23,null,null,null,null,null,null,null,"n95"]
[464,null,"STEROWNICZE","BS1081","0159090007258296240BS1081","BiT 1000 (St) FR","3x2x0,5","uniepalniony, ekranowany, giętki kabel sterowniczy, 0,6/1kV","BITNER","KMT",1,7090,"PLN",0.23,null,null,null,null,null,null,null,"n95"]
[465,null,"STEROWNICZE","BS1082","0159090007258296240BS1082","BiT 1000 (St) FR","4x2x0,5","uniepalniony, ekranowany, giętki kabel sterowniczy, 0,6/1kV","BITNER","KMT",1,8670,"PLN",0.23,null,null,null,null,null,null,null,"n95"]
[466,null,"STEROWNICZE","BS1083","0159090007258296240BS1083","BiT 1000 (St) FR","5x2x0,5","uniepalniony, ekranowany, giętki kabel sterowniczy, 0,6/1kV","BITNER","KMT",1,10570,"PLN",0.23,null,null,null,null,null,null,null,"n95"]
[467,null,"STEROWNICZE","BS1084","0159090007258296240BS1084","BiT 1000 (St) FR","6x2x0,5","uniepalniony, ekranowany, giętki kabel sterowniczy, 0,6/1kV","BITNER","KMT",1,11960,"PLN",0.23,null,null,null,null,null,null,null,"n95"]
[468,null,"STEROWNICZE","BS1085","0159090007258296240BS1085","BiT 1000 (St) FR","7x2x0,5","uniepalniony, ekranowany, giętki kabel sterowniczy, 0,6/1kV","BITNER","KMT",1,13480,"PLN",0.23,null,null,null,null,null,null,null,"n95"]
[469,null,"STEROWNICZE","BS1086","0159090007258296240BS1086","BiT 1000 (St) FR","8x2x0,5","uniepalniony, ekranowany, giętki kabel sterowniczy, 0,6/1kV","BITNER","KMT",1,15080,"PLN",0.23,null,null,null,null,null,null,null,"n95"]
[470,null,"STEROWNICZE","BS1087","0159090007258296240BS1087","BiT 1000 (St) FR","10x2x0,5","uniepalniony, ekranowany, giętki kabel sterowniczy, 0,6/1kV","BITNER","KMT",1,18220,"PLN",0.23,null,null,null,null,null,null,null,"n95"]
[471,null,"STEROWNICZE","BS1088","0159090007258296240BS1088","BiT 1000 (St) FR","12x2x0,5","uniepalniony, ekranowany, giętki kabel sterowniczy, 0,6/1kV","BITNER","KMT",1,21390,"PLN",0.23,null,null,null,null,null,null,null,"n95"]
[472,null,"STEROWNICZE","BS1089","0159090007258296240BS1089","BiT 1000 (St) FR","14x2x0,5","uniepalniony, ekranowany, giętki kabel sterowniczy, 0,6/1kV","BITNER","KMT",1,24490,"PLN",0.23,null,null,null,null,null,null,null,"n95"]
[473,null,"STEROWNICZE","BS1090","0159090007258296240BS1090","BiT 1000 (St) FR","16x2x0,5","uniepalniony, ekranowany, giętki kabel sterowniczy, 0,6/1kV","BITNER","KMT",1,27610,"PLN",0.23,null,null,null,null,null,null,null,"n95"]
[474,null,"STEROWNICZE","BS1091","0159090007258296240BS1091","BiT 1000 (St) FR","18x2x0,5","uniepalniony, ekranowany, giętki kabel sterowniczy, 0,6/1kV","BITNER","KMT",1,30420,"PLN",0.23,null,null,null,null,null,null,null,"n95"]
[475,null,"STEROWNICZE","BS1092","0159090007258296240BS1092","BiT 1000 (St) FR","20x2x0,5","uniepalniony, ekranowany, giętki kabel sterowniczy, 0,6/1kV","BITNER","KMT",1,33430,"PLN",0.23,null,null,null,null,null,null,null,"n95"]
[476,null,"STEROWNICZE","BS1093","0159090007258296240BS1093","BiT 1000 (St) FR","24x2x0,5","uniepalniony, ekranowany, giętki kabel sterowniczy, 0,6/1kV","BITNER","KMT",1,39300,"PLN",0.23,null,null,null,null,null,null,null,"n95"]
[477,null,"STEROWNICZE","BS1094","0159090007258296240BS1094","BiT 1000 (St) FR","2x2x0,75","uniepalniony, ekranowany, giętki kabel sterowniczy, 0,6/1kV","BITNER","KMT",1,7150,"PLN",0.23,null,null,null,null,null,null,null,"n95"]
[478,null,"STEROWNICZE","BS1095","0159090007258296240BS1095","BiT 1000 (St) FR","3x2x0,75","uniepalniony, ekranowany, giętki kabel sterowniczy, 0,6/1kV","BITNER","KMT",1,9060,"PLN",0.23,null,null,null,null,null,null,null,"n95"]
[479,null,"STEROWNICZE","BS1096","0159090007258296240BS1096","BiT 1000 (St) FR","4x2x0,75","uniepalniony, ekranowany, giętki kabel sterowniczy, 0,6/1kV","BITNER","KMT",1,11370,"PLN",0.23,null,null,null,null,null,null,null,"n95"]
[480,null,"STEROWNICZE","BS1097","0159090007258296240BS1097","BiT 1000 (St) FR","5x2x0,75","uniepalniony, ekranowany, giętki kabel sterowniczy, 0,6/1kV","BITNER","KMT",1,13790,"PLN",0.23,null,null,null,null,null,null,null,"n95"]
[481,null,"STEROWNICZE","BS1098","0159090007258296240BS1098","BiT 1000 (St) FR","6x2x0,75","uniepalniony, ekranowany, giętki kabel sterowniczy, 0,6/1kV","BITNER","KMT",1,15680,"PLN",0.23,null,null,null,null,null,null,null,"n95"]
[482,null,"STEROWNICZE","BS1099","0159090007258296240BS1099","BiT 1000 (St) FR","7x2x0,75","uniepalniony, ekranowany, giętki kabel sterowniczy, 0,6/1kV","BITNER","KMT",1,18090,"PLN",0.23,null,null,null,null,null,null,null,"n95"]
[483,null,"STEROWNICZE","BS1100","0159090007258296240BS1100","BiT 1000 (St) FR","8x2x0,75","uniepalniony, ekranowany, giętki kabel sterowniczy, 0,6/1kV","BITNER","KMT",1,20320,"PLN",0.23,null,null,null,null,null,null,null,"n95"]
[484,null,"STEROWNICZE","BS1101","0159090007258296240BS1101","BiT 1000 (St) FR","10x2x0,75","uniepalniony, ekranowany, giętki kabel sterowniczy, 0,6/1kV","BITNER","KMT",1,24730,"PLN",0.23,null,null,null,null,null,null,null,"n95"]
[485,null,"STEROWNICZE","BS1102","0159090007258296240BS1102","BiT 1000 (St) FR","12x2x0,75","uniepalniony, ekranowany, giętki kabel sterowniczy, 0,6/1kV","BITNER","KMT",1,28620,"PLN",0.23,null,null,null,null,null,null,null,"n95"]
[486,null,"STEROWNICZE","BS1103","0159090007258296240BS1103","BiT 1000 (St) FR","14x2x0,75","uniepalniony, ekranowany, giętki kabel sterowniczy, 0,6/1kV","BITNER","KMT",1,33150,"PLN",0.23,null,null,null,null,null,null,null,"n95"]
[487,null,"STEROWNICZE","BS1104","0159090007258296240BS1104","BiT 1000 (St) FR","16x2x0,75","uniepalniony, ekranowany, giętki kabel sterowniczy, 0,6/1kV","BITNER","KMT",1,37840,"PLN",0.23,null,null,null,null,null,null,null,"n95"]
[488,null,"STEROWNICZE","BS1105","0159090007258296240BS1105","BiT 1000 (St) FR","18x2x0,75","uniepalniony, ekranowany, giętki kabel sterowniczy, 0,6/1kV","BITNER","KMT",1,41840,"PLN",0.23,null,null,null,null,null,null,null,"n95"]
[489,null,"STEROWNICZE","BS1106","0159090007258296240BS1106","BiT 1000 (St) FR","20x2x0,75","uniepalniony, ekranowany, giętki kabel sterowniczy, 0,6/1kV","BITNER","KMT",1,46320,"PLN",0.23,null,null,null,null,null,null,null,"n95"]
[490,null,"STEROWNICZE","BS1107","0159090007258296240BS1107","BiT 1000 (St) FR","24x2x0,75","uniepalniony, ekranowany, giętki kabel sterowniczy, 0,6/1kV","BITNER","KMT",1,54600,"PLN",0.23,null,null,null,null,null,null,null,"n95"]
[491,null,"STEROWNICZE","BS1108","0159090007258296240BS1108","BiT 1000 (St) FR","2x2x1","uniepalniony, ekranowany, giętki kabel sterowniczy, 0,6/1kV","BITNER","KMT",1,8900,"PLN",0.23,null,null,null,null,null,null,null,"n95"]
[492,null,"STEROWNICZE","BS1109","0159090007258296240BS1109","BiT 1000 (St) FR","3x2x1","uniepalniony, ekranowany, giętki kabel sterowniczy, 0,6/1kV","BITNER","KMT",1,11460,"PLN",0.23,null,null,null,null,null,null,null,"n95"]
[493,null,"STEROWNICZE","BS1110","0159090007258296240BS1110","BiT 1000 (St) FR","4x2x1","uniepalniony, ekranowany, giętki kabel sterowniczy, 0,6/1kV","BITNER","KMT",1,14130,"PLN",0.23,null,null,null,null,null,null,null,"n95"]
[494,null,"STEROWNICZE","BS1111","0159090007258296240BS1111","BiT 1000 (St) FR","5x2x1","uniepalniony, ekranowany, giętki kabel sterowniczy, 0,6/1kV","BITNER","KMT",1,17380,"PLN",0.23,null,null,null,null,null,null,null,"n95"]
[495,null,"STEROWNICZE","BS1112","0159090007258296240BS1112","BiT 1000 (St) FR","6x2x1","uniepalniony, ekranowany, giętki kabel sterowniczy, 0,6/1kV","BITNER","KMT",1,19850,"PLN",0.23,null,null,null,null,null,null,null,"n95"]
[496,null,"STEROWNICZE","BS1113","0159090007258296240BS1113","BiT 1000 (St) FR","7x2x1","uniepalniony, ekranowany, giętki kabel sterowniczy, 0,6/1kV","BITNER","KMT",1,22950,"PLN",0.23,null,null,null,null,null,null,null,"n95"]
[497,null,"STEROWNICZE","BS1114","0159090007258296240BS1114","BiT 1000 (St) FR","8x2x1","uniepalniony, ekranowany, giętki kabel sterowniczy, 0,6/1kV","BITNER","KMT",1,25300,"PLN",0.23,null,null,null,null,null,null,null,"n95"]
[498,null,"STEROWNICZE","BS1115","0159090007258296240BS1115","BiT 1000 (St) FR","10x2x1","uniepalniony, ekranowany, giętki kabel sterowniczy, 0,6/1kV","BITNER","KMT",1,30870,"PLN",0.23,null,null,null,null,null,null,null,"n95"]
[499,null,"STEROWNICZE","BS1116","0159090007258296240BS1116","BiT 1000 (St) FR","12x2x1","uniepalniony, ekranowany, giętki kabel sterowniczy, 0,6/1kV","BITNER","KMT",1,36420,"PLN",0.23,null,null,null,null,null,null,null,"n95"]
[500,null,"STEROWNICZE","BS1117","0159090007258296240BS1117","BiT 1000 (St) FR","14x2x1","uniepalniony, ekranowany, giętki kabel sterowniczy, 0,6/1kV","BITNER","KMT",1,42210,"PLN",0.23,null,null,null,null,null,null,null,"n95"]
[501,null,"STEROWNICZE","BS1118","0159090007258296240BS1118","BiT 1000 (St) FR","16x2x1","uniepalniony, ekranowany, giętki kabel sterowniczy, 0,6/1kV","BITNER","KMT",1,48380,"PLN",0.23,null,null,null,null,null,null,null,"n95"]
[502,null,"STEROWNICZE","BS1119","0159090007258296240BS1119","BiT 1000 (St) FR","18x2x1","uniepalniony, ekranowany, giętki kabel sterowniczy, 0,6/1kV","BITNER","KMT",1,53590,"PLN",0.23,null,null,null,null,null,null,null,"n95"]
[503,null,"STEROWNICZE","BS1120","0159090007258296240BS1120","BiT 1000 (St) FR","20x2x1","uniepalniony, ekranowany, giętki kabel sterowniczy, 0,6/1kV","BITNER","KMT",1,59080,"PLN",0.23,null,null,null,null,null,null,null,"n95"]
[504,null,"STEROWNICZE","BS1121","0159090007258296240BS1121","BiT 1000 (St) FR","24x2x1","uniepalniony, ekranowany, giętki kabel sterowniczy, 0,6/1kV","BITNER","KMT",1,69890,"PLN",0.23,null,null,null,null,null,null,null,"n95"]
[505,null,"STEROWNICZE","BS1122","0159090007258296240BS1122","BiT 1000 (St) FR","2x2x1,5","uniepalniony, ekranowany, giętki kabel sterowniczy, 0,6/1kV","BITNER","KMT",1,11520,"PLN",0.23,null,null,null,null,null,null,null,"n95"]
[506,null,"STEROWNICZE","BS1123","0159090007258296240BS1123","BiT 1000 (St) FR","3x2x1,5","uniepalniony, ekranowany, giętki kabel sterowniczy, 0,6/1kV","BITNER","KMT",1,14970,"PLN",0.23,null,null,null,null,null,null,null,"n95"]
[507,null,"STEROWNICZE","BS1124","0159090007258296240BS1124","BiT 1000 (St) FR","4x2x1,5","uniepalniony, ekranowany, giętki kabel sterowniczy, 0,6/1kV","BITNER","KMT",1,19040,"PLN",0.23,null,null,null,null,null,null,null,"n95"]
[508,null,"STEROWNICZE","BS1125","0159090007258296240BS1125","BiT 1000 (St) FR","5x2x1,5","uniepalniony, ekranowany, giętki kabel sterowniczy, 0,6/1kV","BITNER","KMT",1,23580,"PLN",0.23,null,null,null,null,null,null,null,"n95"]
[509,null,"STEROWNICZE","BS1126","0159090007258296240BS1126","BiT 1000 (St) FR","6x2x1,5","uniepalniony, ekranowany, giętki kabel sterowniczy, 0,6/1kV","BITNER","KMT",1,26550,"PLN",0.23,null,null,null,null,null,null,null,"n95"]
[510,null,"STEROWNICZE","BS1127","0159090007258296240BS1127","BiT 1000 (St) FR","7x2x1,5","uniepalniony, ekranowany, giętki kabel sterowniczy, 0,6/1kV","BITNER","KMT",1,30720,"PLN",0.23,null,null,null,null,null,null,null,"n95"]
[511,null,"STEROWNICZE","BS1128","0159090007258296240BS1128","BiT 1000 (St) FR","8x2x1,5","uniepalniony, ekranowany, giętki kabel sterowniczy, 0,6/1kV","BITNER","KMT",1,34650,"PLN",0.23,null,null,null,null,null,null,null,"n95"]
[512,null,"STEROWNICZE","BS1129","0159090007258296240BS1129","BiT 1000 (St) FR","10x2x1,5","uniepalniony, ekranowany, giętki kabel sterowniczy, 0,6/1kV","BITNER","KMT",1,42670,"PLN",0.23,null,null,null,null,null,null,null,"n95"]
[513,null,"STEROWNICZE","BS1130","0159090007258296240BS1130","BiT 1000 (St) FR","12x2x1,5","uniepalniony, ekranowany, giętki kabel sterowniczy, 0,6/1kV","BITNER","KMT",1,50490,"PLN",0.23,null,null,null,null,null,null,null,"n95"]
[514,null,"STEROWNICZE","BS1131","0159090007258296240BS1131","BiT 1000 (St) FR","14x2x1,5","uniepalniony, ekranowany, giętki kabel sterowniczy, 0,6/1kV","BITNER","KMT",1,58550,"PLN",0.23,null,null,null,null,null,null,null,"n95"]
[515,null,"STEROWNICZE","BS1132","0159090007258296240BS1132","BiT 1000 (St) FR","16x2x1,5","uniepalniony, ekranowany, giętki kabel sterowniczy, 0,6/1kV","BITNER","KMT",1,67180,"PLN",0.23,null,null,null,null,null,null,null,"n95"]
[516,null,"STEROWNICZE","BS1133","0159090007258296240BS1133","BiT 1000 (St) FR","18x2x1,5","uniepalniony, ekranowany, giętki kabel sterowniczy, 0,6/1kV","BITNER","KMT",1,72810,"PLN",0.23,null,null,null,null,null,null,null,"n95"]
[517,null,"STEROWNICZE","BS1134","0159090007258296240BS1134","BiT 1000 (St) FR","20x2x1,5","uniepalniony, ekranowany, giętki kabel sterowniczy, 0,6/1kV","BITNER","KMT",1,80520,"PLN",0.23,null,null,null,null,null,null,null,"n95"]
[518,null,"STEROWNICZE","BS1135","0159090007258296240BS1135","BiT 1000 (St) FR","24x2x1,5","uniepalniony, ekranowany, giętki kabel sterowniczy, 0,6/1kV","BITNER","KMT",1,96100,"PLN",0.23,null,null,null,null,null,null,null,"n95"]
[519,null,"STEROWNICZE","BS1136","0159090007258296240BS1136","BiT 1000 (St) FR","2x2x2,5","uniepalniony, ekranowany, giętki kabel sterowniczy, 0,6/1kV","BITNER","KMT",1,16650,"PLN",0.23,null,null,null,null,null,null,null,"n95"]
[520,null,"STEROWNICZE","BS1137","0159090007258296240BS1137","BiT 1000 (St) FR","3x2x2,5","uniepalniony, ekranowany, giętki kabel sterowniczy, 0,6/1kV","BITNER","KMT",1,22590,"PLN",0.23,null,null,null,null,null,null,null,"n95"]
[521,null,"STEROWNICZE","BS1138","0159090007258296240BS1138","BiT 1000 (St) FR","4x2x2,5","uniepalniony, ekranowany, giętki kabel sterowniczy, 0,6/1kV","BITNER","KMT",1,28620,"PLN",0.23,null,null,null,null,null,null,null,"n95"]
[522,null,"STEROWNICZE","BS1139","0159090007258296240BS1139","BiT 1000 (St) FR","5x2x2,5","uniepalniony, ekranowany, giętki kabel sterowniczy, 0,6/1kV","BITNER","KMT",1,35650,"PLN",0.23,null,null,null,null,null,null,null,"n95"]
[523,null,"STEROWNICZE","BS1140","0159090007258296240BS1140","BiT 1000 (St) FR","6x2x2,5","uniepalniony, ekranowany, giętki kabel sterowniczy, 0,6/1kV","BITNER","KMT",1,41360,"PLN",0.23,null,null,null,null,null,null,null,"n95"]
[524,null,"STEROWNICZE","BS1141","0159090007258296240BS1141","BiT 1000 (St) FR","7x2x2,5","uniepalniony, ekranowany, giętki kabel sterowniczy, 0,6/1kV","BITNER","KMT",1,48190,"PLN",0.23,null,null,null,null,null,null,null,"n95"]
[525,null,"STEROWNICZE","BS1142","0159090007258296240BS1142","BiT 1000 (St) FR","8x2x2,5","uniepalniony, ekranowany, giętki kabel sterowniczy, 0,6/1kV","BITNER","KMT",1,54580,"PLN",0.23,null,null,null,null,null,null,null,"n95"]
[526,null,"STEROWNICZE","BS1143","0159090007258296240BS1143","BiT 1000 (St) FR","10x2x2,5","uniepalniony, ekranowany, giętki kabel sterowniczy, 0,6/1kV","BITNER","KMT",1,67510,"PLN",0.23,null,null,null,null,null,null,null,"n95"]
[527,null,"STEROWNICZE","BS1144","0159090007258296240BS1144","BiT 1000 (St) FR","12x2x2,5","uniepalniony, ekranowany, giętki kabel sterowniczy, 0,6/1kV","BITNER","KMT",1,80470,"PLN",0.23,null,null,null,null,null,null,null,"n95"]
[528,null,"STEROWNICZE","BS1145","0159090007258296240BS1145","BiT 1000 (St) FR","14x2x2,5","uniepalniony, ekranowany, giętki kabel sterowniczy, 0,6/1kV","BITNER","KMT",1,93190,"PLN",0.23,null,null,null,null,null,null,null,"n95"]
[529,null,"STEROWNICZE","BS1146","0159090007258296240BS1146","BiT 1000 (St) FR","16x2x2,5","uniepalniony, ekranowany, giętki kabel sterowniczy, 0,6/1kV","BITNER","KMT",1,106890,"PLN",0.23,null,null,null,null,null,null,null,"n95"]
[530,null,"STEROWNICZE","H61800","0159090007258296240H61800","BiT 1000 (St) H","2x0,5",null,"BITNER","KMT",1,4290,"PLN",0.23,null,null,null,null,null,null,null,"n95"]
[531,null,"STEROWNICZE","H61801","0159090007258296240H61801","BiT 1000 (St) H","3G0,5",null,"BITNER","KMT",1,5130,"PLN",0.23,null,null,null,null,null,null,null,"n95"]
[532,null,"STEROWNICZE","H61802","0159090007258296240H61802","BiT 1000 (St) H","4G0,5",null,"BITNER","KMT",1,6170,"PLN",0.23,null,null,null,null,null,null,null,"n95"]
[533,null,"STEROWNICZE","H61803","0159090007258296240H61803","BiT 1000 (St) H","5G0,5",null,"BITNER","KMT",1,6850,"PLN",0.23,null,null,null,null,null,null,null,"n95"]
[534,null,"STEROWNICZE","H61804","0159090007258296240H61804","BiT 1000 (St) H","6G0,5",null,"BITNER","KMT",1,7910,"PLN",0.23,null,null,null,null,null,null,null,"n95"]
[535,null,"STEROWNICZE","H61805","0159090007258296240H61805","BiT 1000 (St) H","7G0,5",null,"BITNER","KMT",1,8590,"PLN",0.23,null,null,null,null,null,null,null,"n95"]
[536,null,"STEROWNICZE","H61806","0159090007258296240H61806","BiT 1000 (St) H","8G0,5",null,"BITNER","KMT",1,9750,"PLN",0.23,null,null,null,null,null,null,null,"n95"]
[537,null,"STEROWNICZE","H61807","0159090007258296240H61807","BiT 1000 (St) H","10G0,5",null,"BITNER","KMT",1,12030,"PLN",0.23,null,null,null,null,null,null,null,"n95"]
[538,null,"STEROWNICZE","H61808","0159090007258296240H61808","BiT 1000 (St) H","12G0,5",null,"BITNER","KMT",1,13390,"PLN",0.23,null,null,null,null,null,null,null,"n95"]
[539,null,"STEROWNICZE","H61809","0159090007258296240H61809","BiT 1000 (St) H","14G0,5",null,"BITNER","KMT",1,14550,"PLN",0.23,null,null,null,null,null,null,null,"n95"]
[540,null,"STEROWNICZE","H61810","0159090007258296240H61810","BiT 1000 (St) H","16G0,5",null,"BITNER","KMT",1,16390,"PLN",0.23,null,null,null,null,null,null,null,"n95"]
[541,null,"STEROWNICZE","H61811","0159090007258296240H61811","BiT 1000 (St) H","18G0,5",null,"BITNER","KMT",1,18210,"PLN",0.23,null,null,null,null,null,null,null,"n95"]
[542,null,"STEROWNICZE","H61812","0159090007258296240H61812","BiT 1000 (St) H","21G0,5",null,"BITNER","KMT",1,20700,"PLN",0.23,null,null,null,null,null,null,null,"n95"]
[543,null,"STEROWNICZE","H61813","0159090007258296240H61813","BiT 1000 (St) H","25G0,5",null,"BITNER","KMT",1,24550,"PLN",0.23,null,null,null,null,null,null,null,"n95"]
[544,null,"STEROWNICZE","H61814","0159090007258296240H61814","BiT 1000 (St) H","30G0,5",null,"BITNER","KMT",1,27720,"PLN",0.23,null,null,null,null,null,null,null,"n95"]
[545,null,"STEROWNICZE","H61815","0159090007258296240H61815","BiT 1000 (St) H","34G0,5",null,"BITNER","KMT",1,31590,"PLN",0.23,null,null,null,null,null,null,null,"n95"]
[546,null,"STEROWNICZE","H61816","0159090007258296240H61816","BiT 1000 (St) H","2x0,75",null,"BITNER","KMT",1,5200,"PLN",0.23,null,null,null,null,null,null,null,"n95"]
[547,null,"STEROWNICZE","H61817","0159090007258296240H61817","BiT 1000 (St) H","3G0,75",null,"BITNER","KMT",1,6410,"PLN",0.23,null,null,null,null,null,null,null,"n95"]
[548,null,"STEROWNICZE","H61818","0159090007258296240H61818","BiT 1000 (St) H","4G0,75",null,"BITNER","KMT",1,7300,"PLN",0.23,null,null,null,null,null,null,null,"n95"]
[549,null,"STEROWNICZE","H61819","0159090007258296240H61819","BiT 1000 (St) H","5G0,75",null,"BITNER","KMT",1,8760,"PLN",0.23,null,null,null,null,null,null,null,"n95"]
[550,null,"STEROWNICZE","H61820","0159090007258296240H61820","BiT 1000 (St) H","6G0,75",null,"BITNER","KMT",1,10160,"PLN",0.23,null,null,null,null,null,null,null,"n95"]
[551,null,"STEROWNICZE","H61821","0159090007258296240H61821","BiT 1000 (St) H","7G0,75",null,"BITNER","KMT",1,11100,"PLN",0.23,null,null,null,null,null,null,null,"n95"]
[552,null,"STEROWNICZE","H61822","0159090007258296240H61822","BiT 1000 (St) H","8G0,75",null,"BITNER","KMT",1,12810,"PLN",0.23,null,null,null,null,null,null,null,"n95"]
[553,null,"STEROWNICZE","H61823","0159090007258296240H61823","BiT 1000 (St) H","10G0,75",null,"BITNER","KMT",1,15150,"PLN",0.23,null,null,null,null,null,null,null,"n95"]
[554,null,"STEROWNICZE","H61824","0159090007258296240H61824","BiT 1000 (St) H","12G0,75",null,"BITNER","KMT",1,17160,"PLN",0.23,null,null,null,null,null,null,null,"n95"]
[555,null,"STEROWNICZE","H61825","0159090007258296240H61825","BiT 1000 (St) H","14G0,75",null,"BITNER","KMT",1,19590,"PLN",0.23,null,null,null,null,null,null,null,"n95"]
[556,null,"STEROWNICZE","H61826","0159090007258296240H61826","BiT 1000 (St) H","16G0,75",null,"BITNER","KMT",1,22160,"PLN",0.23,null,null,null,null,null,null,null,"n95"]
[557,null,"STEROWNICZE","H61827","0159090007258296240H61827","BiT 1000 (St) H","18G0,75",null,"BITNER","KMT",1,24660,"PLN",0.23,null,null,null,null,null,null,null,"n95"]
[558,null,"STEROWNICZE","H61828","0159090007258296240H61828","BiT 1000 (St) H","21G0,75",null,"BITNER","KMT",1,27560,"PLN",0.23,null,null,null,null,null,null,null,"n95"]
[559,null,"STEROWNICZE","H61829","0159090007258296240H61829","BiT 1000 (St) H","25G0,75",null,"BITNER","KMT",1,32700,"PLN",0.23,null,null,null,null,null,null,null,"n95"]
[560,null,"STEROWNICZE","H61830","0159090007258296240H61830","BiT 1000 (St) H","30G0,75",null,"BITNER","KMT",1,38150,"PLN",0.23,null,null,null,null,null,null,null,"n95"]
[561,null,"STEROWNICZE","H61831","0159090007258296240H61831","BiT 1000 (St) H","34G0,75",null,"BITNER","KMT",1,43400,"PLN",0.23,null,null,null,null,null,null,null,"n95"]
[562,null,"STEROWNICZE","H61832","0159090007258296240H61832","BiT 1000 (St) H","37G0,75",null,"BITNER","KMT",1,46320,"PLN",0.23,null,null,null,null,null,null,null,"n95"]
[563,null,"STEROWNICZE","H61833","0159090007258296240H61833","BiT 1000 (St) H","42G0,75",null,"BITNER","KMT",1,53060,"PLN",0.23,null,null,null,null,null,null,null,"n95"]
[564,null,"STEROWNICZE","H61834","0159090007258296240H61834","BiT 1000 (St) H","52G0,75",null,"BITNER","KMT",1,64480,"PLN",0.23,null,null,null,null,null,null,null,"n95"]
[565,null,"STEROWNICZE","H61835","0159090007258296240H61835","BiT 1000 (St) H","61G0,75",null,"BITNER","KMT",1,74870,"PLN",0.23,null,null,null,null,null,null,null,"n95"]
[566,null,"STEROWNICZE","H61836","0159090007258296240H61836","BiT 1000 (St) H","2x1,0",null,"BITNER","KMT",1,6520,"PLN",0.23,null,null,null,null,null,null,null,"n95"]
[567,null,"STEROWNICZE","H61837","0159090007258296240H61837","BiT 1000 (St) H","3G1,0",null,"BITNER","KMT",1,7440,"PLN",0.23,null,null,null,null,null,null,null,"n95"]
[568,null,"STEROWNICZE","H61838","0159090007258296240H61838","BiT 1000 (St) H","4G1,0",null,"BITNER","KMT",1,9250,"PLN",0.23,null,null,null,null,null,null,null,"n95"]
[569,null,"STEROWNICZE","H61839","0159090007258296240H61839","BiT 1000 (St) H","5G1,0",null,"BITNER","KMT",1,11020,"PLN",0.23,null,null,null,null,null,null,null,"n95"]
[570,null,"STEROWNICZE","H61840","0159090007258296240H61840","BiT 1000 (St) H","6G1,0",null,"BITNER","KMT",1,12880,"PLN",0.23,null,null,null,null,null,null,null,"n95"]
[571,null,"STEROWNICZE","H61841","0159090007258296240H61841","BiT 1000 (St) H","7G1,0",null,"BITNER","KMT",1,14250,"PLN",0.23,null,null,null,null,null,null,null,"n95"]
[572,null,"STEROWNICZE","H61842","0159090007258296240H61842","BiT 1000 (St) H","8G1,0",null,"BITNER","KMT",1,15480,"PLN",0.23,null,null,null,null,null,null,null,"n95"]
[573,null,"STEROWNICZE","H61843","0159090007258296240H61843","BiT 1000 (St) H","10G1,0",null,"BITNER","KMT",1,19150,"PLN",0.23,null,null,null,null,null,null,null,"n95"]
[574,null,"STEROWNICZE","H61844","0159090007258296240H61844","BiT 1000 (St) H","12G1,0",null,"BITNER","KMT",1,21750,"PLN",0.23,null,null,null,null,null,null,null,"n95"]
[575,null,"STEROWNICZE","H61845","0159090007258296240H61845","BiT 1000 (St) H","14G1,0",null,"BITNER","KMT",1,24890,"PLN",0.23,null,null,null,null,null,null,null,"n95"]
[576,null,"STEROWNICZE","H61846","0159090007258296240H61846","BiT 1000 (St) H","16G1,0",null,"BITNER","KMT",1,27620,"PLN",0.23,null,null,null,null,null,null,null,"n95"]
[577,null,"STEROWNICZE","H61847","0159090007258296240H61847","BiT 1000 (St) H","18G1,0",null,"BITNER","KMT",1,30630,"PLN",0.23,null,null,null,null,null,null,null,"n95"]
[578,null,"STEROWNICZE","H61848","0159090007258296240H61848","BiT 1000 (St) H","21G1,0",null,"BITNER","KMT",1,35100,"PLN",0.23,null,null,null,null,null,null,null,"n95"]
[579,null,"STEROWNICZE","H61849","0159090007258296240H61849","BiT 1000 (St) H","25G1,0",null,"BITNER","KMT",1,41660,"PLN",0.23,null,null,null,null,null,null,null,"n95"]
[580,null,"STEROWNICZE","H61850","0159090007258296240H61850","BiT 1000 (St) H","30G1,0",null,"BITNER","KMT",1,48700,"PLN",0.23,null,null,null,null,null,null,null,"n95"]
[581,null,"STEROWNICZE","H61851","0159090007258296240H61851","BiT 1000 (St) H","34G1,0",null,"BITNER","KMT",1,55670,"PLN",0.23,null,null,null,null,null,null,null,"n95"]
[582,null,"STEROWNICZE","H61852","0159090007258296240H61852","BiT 1000 (St) H","37G1,0",null,"BITNER","KMT",1,59480,"PLN",0.23,null,null,null,null,null,null,null,"n95"]
[583,null,"STEROWNICZE","H61853","0159090007258296240H61853","BiT 1000 (St) H","42G1,0",null,"BITNER","KMT",1,68060,"PLN",0.23,null,null,null,null,null,null,null,"n95"]
[584,null,"STEROWNICZE","H61854","0159090007258296240H61854","BiT 1000 (St) H","52G1,0",null,"BITNER","KMT",1,82410,"PLN",0.23,null,null,null,null,null,null,null,"n95"]
[585,null,"STEROWNICZE","H61855","0159090007258296240H61855","BiT 1000 (St) H","61G1,0",null,"BITNER","KMT",1,95670,"PLN",0.23,null,null,null,null,null,null,null,"n95"]
[586,null,"STEROWNICZE","H61856","0159090007258296240H61856","BiT 1000 (St) H","2x1,5",null,"BITNER","KMT",1,7680,"PLN",0.23,null,null,null,null,null,null,null,"n95"]
[587,null,"STEROWNICZE","H61857","0159090007258296240H61857","BiT 1000 (St) H","3G1,5",null,"BITNER","KMT",1,9610,"PLN",0.23,null,null,null,null,null,null,null,"n95"]
[588,null,"STEROWNICZE","H61858","0159090007258296240H61858","BiT 1000 (St) H","4G1,5",null,"BITNER","KMT",1,12130,"PLN",0.23,null,null,null,null,null,null,null,"n95"]
[589,null,"STEROWNICZE","H61859","0159090007258296240H61859","BiT 1000 (St) H","5G1,5",null,"BITNER","KMT",1,14600,"PLN",0.23,null,null,null,null,null,null,null,"n95"]
[590,null,"STEROWNICZE","H61860","0159090007258296240H61860","BiT 1000 (St) H","6G1,5",null,"BITNER","KMT",1,16400,"PLN",0.23,null,null,null,null,null,null,null,"n95"]
[591,null,"STEROWNICZE","H61861","0159090007258296240H61861","BiT 1000 (St) H","7G1,5",null,"BITNER","KMT",1,18290,"PLN",0.23,null,null,null,null,null,null,null,"n95"]
[592,null,"STEROWNICZE","H61862","0159090007258296240H61862","BiT 1000 (St) H","8G1,5",null,"BITNER","KMT",1,20910,"PLN",0.23,null,null,null,null,null,null,null,"n95"]
[593,null,"STEROWNICZE","H61863","0159090007258296240H61863","BiT 1000 (St) H","10G1,5",null,"BITNER","KMT",1,25880,"PLN",0.23,null,null,null,null,null,null,null,"n95"]
[594,null,"STEROWNICZE","H61864","0159090007258296240H61864","BiT 1000 (St) H","12G1,5",null,"BITNER","KMT",1,28930,"PLN",0.23,null,null,null,null,null,null,null,"n95"]
[595,null,"STEROWNICZE","H61865","0159090007258296240H61865","BiT 1000 (St) H","14G1,5",null,"BITNER","KMT",1,32870,"PLN",0.23,null,null,null,null,null,null,null,"n95"]
[596,null,"STEROWNICZE","H61866","0159090007258296240H61866","BiT 1000 (St) H","16G1,5",null,"BITNER","KMT",1,37670,"PLN",0.23,null,null,null,null,null,null,null,"n95"]
[597,null,"STEROWNICZE","H61867","0159090007258296240H61867","BiT 1000 (St) H","18G1,5",null,"BITNER","KMT",1,42100,"PLN",0.23,null,null,null,null,null,null,null,"n95"]
[598,null,"STEROWNICZE","H61868","0159090007258296240H61868","BiT 1000 (St) H","21G1,5",null,"BITNER","KMT",1,48480,"PLN",0.23,null,null,null,null,null,null,null,"n95"]
[599,null,"STEROWNICZE","H61869","0159090007258296240H61869","BiT 1000 (St) H","25G1,5",null,"BITNER","KMT",1,57790,"PLN",0.23,null,null,null,null,null,null,null,"n95"]
[600,null,"STEROWNICZE","H61870","0159090007258296240H61870","BiT 1000 (St) H","30G1,5",null,"BITNER","KMT",1,67840,"PLN",0.23,null,null,null,null,null,null,null,"n95"]
[601,null,"STEROWNICZE","H61871","0159090007258296240H61871","BiT 1000 (St) H","34G1,5",null,"BITNER","KMT",1,77480,"PLN",0.23,null,null,null,null,null,null,null,"n95"]
[602,null,"STEROWNICZE","H61872","0159090007258296240H61872","BiT 1000 (St) H","37G1,5",null,"BITNER","KMT",1,81130,"PLN",0.23,null,null,null,null,null,null,null,"n95"]
[603,null,"STEROWNICZE","H61873","0159090007258296240H61873","BiT 1000 (St) H","42G1,5",null,"BITNER","KMT",1,93000,"PLN",0.23,null,null,null,null,null,null,null,"n95"]
[604,null,"STEROWNICZE","H61874","0159090007258296240H61874","BiT 1000 (St) H","52G1,5",null,"BITNER","KMT",1,113520,"PLN",0.23,null,null,null,null,null,null,null,"n95"]
[605,null,"STEROWNICZE","H61875","0159090007258296240H61875","BiT 1000 (St) H","61G1,5",null,"BITNER","KMT",1,132860,"PLN",0.23,null,null,null,null,null,null,null,"n95"]
[606,null,"STEROWNICZE","H61876","0159090007258296240H61876","BiT 1000 (St) H","2x2,5",null,"BITNER","KMT",1,10560,"PLN",0.23,null,null,null,null,null,null,null,"n95"]
[607,null,"STEROWNICZE","H61877","0159090007258296240H61877","BiT 1000 (St) H","3G2,5",null,"BITNER","KMT",1,14030,"PLN",0.23,null,null,null,null,null,null,null,"n95"]
[608,null,"STEROWNICZE","H61878","0159090007258296240H61878","BiT 1000 (St) H","4G2,5",null,"BITNER","KMT",1,17350,"PLN",0.23,null,null,null,null,null,null,null,"n95"]
[609,null,"STEROWNICZE","H61879","0159090007258296240H61879","BiT 1000 (St) H","5G2,5",null,"BITNER","KMT",1,20960,"PLN",0.23,null,null,null,null,null,null,null,"n95"]
[610,null,"STEROWNICZE","H61880","0159090007258296240H61880","BiT 1000 (St) H","6G2,5",null,"BITNER","KMT",1,24700,"PLN",0.23,null,null,null,null,null,null,null,"n95"]
[611,null,"STEROWNICZE","H61881","0159090007258296240H61881","BiT 1000 (St) H","7G2,5",null,"BITNER","KMT",1,27890,"PLN",0.23,null,null,null,null,null,null,null,"n95"]
[612,null,"STEROWNICZE","H61882","0159090007258296240H61882","BiT 1000 (St) H","8G2,5",null,"BITNER","KMT",1,31240,"PLN",0.23,null,null,null,null,null,null,null,"n95"]
[613,null,"STEROWNICZE","H61883","0159090007258296240H61883","BiT 1000 (St) H","10G2,5",null,"BITNER","KMT",1,38660,"PLN",0.23,null,null,null,null,null,null,null,"n95"]
[614,null,"STEROWNICZE","H61884","0159090007258296240H61884","BiT 1000 (St) H","12G2,5",null,"BITNER","KMT",1,44870,"PLN",0.23,null,null,null,null,null,null,null,"n95"]
[615,null,"STEROWNICZE","H61885","0159090007258296240H61885","BiT 1000 (St) H","14G2,5",null,"BITNER","KMT",1,51780,"PLN",0.23,null,null,null,null,null,null,null,"n95"]
[616,null,"STEROWNICZE","H61886","0159090007258296240H61886","BiT 1000 (St) H","16G2,5",null,"BITNER","KMT",1,58900,"PLN",0.23,null,null,null,null,null,null,null,"n95"]
[617,null,"STEROWNICZE","H61887","0159090007258296240H61887","BiT 1000 (St) H","18G2,5",null,"BITNER","KMT",1,65900,"PLN",0.23,null,null,null,null,null,null,null,"n95"]
[618,null,"STEROWNICZE","H61888","0159090007258296240H61888","BiT 1000 (St) H","21G2,5",null,"BITNER","KMT",1,76410,"PLN",0.23,null,null,null,null,null,null,null,"n95"]
[619,null,"STEROWNICZE","H61889","0159090007258296240H61889","BiT 1000 (St) H","25G2,5",null,"BITNER","KMT",1,91070,"PLN",0.23,null,null,null,null,null,null,null,"n95"]
[620,null,"STEROWNICZE","H61890","0159090007258296240H61890","BiT 1000 (St) H","30G2,5",null,"BITNER","KMT",1,107590,"PLN",0.23,null,null,null,null,null,null,null,"n95"]
[621,null,"STEROWNICZE","H61900","0159090007258296240H61900","BiT 1000 (St) H","2x2x0,5",null,"BITNER","KMT",1,6570,"PLN",0.23,null,null,null,null,null,null,null,"n95"]
[622,null,"STEROWNICZE","H61901","0159090007258296240H61901","BiT 1000 (St) H","3x2x0,5",null,"BITNER","KMT",1,8230,"PLN",0.23,null,null,null,null,null,null,null,"n95"]
[623,null,"STEROWNICZE","H61902","0159090007258296240H61902","BiT 1000 (St) H","4x2x0,5",null,"BITNER","KMT",1,10060,"PLN",0.23,null,null,null,null,null,null,null,"n95"]
[624,null,"STEROWNICZE","H61903","0159090007258296240H61903","BiT 1000 (St) H","5x2x0,5",null,"BITNER","KMT",1,12270,"PLN",0.23,null,null,null,null,null,null,null,"n95"]
[625,null,"STEROWNICZE","H61904","0159090007258296240H61904","BiT 1000 (St) H","6x2x0,5",null,"BITNER","KMT",1,13880,"PLN",0.23,null,null,null,null,null,null,null,"n95"]
[626,null,"STEROWNICZE","H61905","0159090007258296240H61905","BiT 1000 (St) H","7x2x0,5",null,"BITNER","KMT",1,16060,"PLN",0.23,null,null,null,null,null,null,null,"n95"]
[627,null,"STEROWNICZE","H61906","0159090007258296240H61906","BiT 1000 (St) H","8x2x0,5",null,"BITNER","KMT",1,16690,"PLN",0.23,null,null,null,null,null,null,null,"n95"]
[628,null,"STEROWNICZE","H61907","0159090007258296240H61907","BiT 1000 (St) H","10x2x0,5",null,"BITNER","KMT",1,20170,"PLN",0.23,null,null,null,null,null,null,null,"n95"]
[629,null,"STEROWNICZE","H61908","0159090007258296240H61908","BiT 1000 (St) H","12x2x0,5",null,"BITNER","KMT",1,23680,"PLN",0.23,null,null,null,null,null,null,null,"n95"]
[630,null,"STEROWNICZE","H61909","0159090007258296240H61909","BiT 1000 (St) H","14x2x0,5",null,"BITNER","KMT",1,27120,"PLN",0.23,null,null,null,null,null,null,null,"n95"]
[631,null,"STEROWNICZE","H61910","0159090007258296240H61910","BiT 1000 (St) H","16x2x0,5",null,"BITNER","KMT",1,30120,"PLN",0.23,null,null,null,null,null,null,null,"n95"]
[632,null,"STEROWNICZE","H61911","0159090007258296240H61911","BiT 1000 (St) H","18x2x0,5",null,"BITNER","KMT",1,33180,"PLN",0.23,null,null,null,null,null,null,null,"n95"]
[633,null,"STEROWNICZE","H61912","0159090007258296240H61912","BiT 1000 (St) H","20x2x0,5",null,"BITNER","KMT",1,36470,"PLN",0.23,null,null,null,null,null,null,null,"n95"]
[634,null,"STEROWNICZE","H61913","0159090007258296240H61913","BiT 1000 (St) H","24x2x0,5",null,"BITNER","KMT",1,42880,"PLN",0.23,null,null,null,null,null,null,null,"n95"]
[635,null,"STEROWNICZE","H61914","0159090007258296240H61914","BiT 1000 (St) H","2x2x0,75",null,"BITNER","KMT",1,8290,"PLN",0.23,null,null,null,null,null,null,null,"n95"]
[636,null,"STEROWNICZE","H61915","0159090007258296240H61915","BiT 1000 (St) H","3x2x0,75",null,"BITNER","KMT",1,10520,"PLN",0.23,null,null,null,null,null,null,null,"n95"]
[637,null,"STEROWNICZE","H61916","0159090007258296240H61916","BiT 1000 (St) H","4x2x0,75",null,"BITNER","KMT",1,13200,"PLN",0.23,null,null,null,null,null,null,null,"n95"]
[638,null,"STEROWNICZE","H61917","0159090007258296240H61917","BiT 1000 (St) H","5x2x0,75",null,"BITNER","KMT",1,16360,"PLN",0.23,null,null,null,null,null,null,null,"n95"]
[639,null,"STEROWNICZE","H61918","0159090007258296240H61918","BiT 1000 (St) H","6x2x0,75",null,"BITNER","KMT",1,17360,"PLN",0.23,null,null,null,null,null,null,null,"n95"]
[640,null,"STEROWNICZE","H61919","0159090007258296240H61919","BiT 1000 (St) H","7x2x0,75",null,"BITNER","KMT",1,20030,"PLN",0.23,null,null,null,null,null,null,null,"n95"]
[641,null,"STEROWNICZE","H61920","0159090007258296240H61920","BiT 1000 (St) H","8x2x0,75",null,"BITNER","KMT",1,22490,"PLN",0.23,null,null,null,null,null,null,null,"n95"]
[642,null,"STEROWNICZE","H61921","0159090007258296240H61921","BiT 1000 (St) H","10x2x0,75",null,"BITNER","KMT",1,27380,"PLN",0.23,null,null,null,null,null,null,null,"n95"]
[643,null,"STEROWNICZE","H61922","0159090007258296240H61922","BiT 1000 (St) H","12x2x0,75",null,"BITNER","KMT",1,31220,"PLN",0.23,null,null,null,null,null,null,null,"n95"]
[644,null,"STEROWNICZE","H61923","0159090007258296240H61923","BiT 1000 (St) H","14x2x0,75",null,"BITNER","KMT",1,36170,"PLN",0.23,null,null,null,null,null,null,null,"n95"]
[645,null,"STEROWNICZE","H61924","0159090007258296240H61924","BiT 1000 (St) H","16x2x0,75",null,"BITNER","KMT",1,41280,"PLN",0.23,null,null,null,null,null,null,null,"n95"]
[646,null,"STEROWNICZE","H61925","0159090007258296240H61925","BiT 1000 (St) H","18x2x0,75",null,"BITNER","KMT",1,45650,"PLN",0.23,null,null,null,null,null,null,null,"n95"]
[647,null,"STEROWNICZE","H61926","0159090007258296240H61926","BiT 1000 (St) H","20x2x0,75",null,"BITNER","KMT",1,50530,"PLN",0.23,null,null,null,null,null,null,null,"n95"]
[648,null,"STEROWNICZE","H61927","0159090007258296240H61927","BiT 1000 (St) H","24x2x0,75",null,"BITNER","KMT",1,59570,"PLN",0.23,null,null,null,null,null,null,null,"n95"]
[649,null,"STEROWNICZE","H61928","0159090007258296240H61928","BiT 1000 (St) H","2x2x1",null,"BITNER","KMT",1,10340,"PLN",0.23,null,null,null,null,null,null,null,"n95"]
[650,null,"STEROWNICZE","H61929","0159090007258296240H61929","BiT 1000 (St) H","3x2x1",null,"BITNER","KMT",1,13300,"PLN",0.23,null,null,null,null,null,null,null,"n95"]
[651,null,"STEROWNICZE","H61930","0159090007258296240H61930","BiT 1000 (St) H","4x2x1",null,"BITNER","KMT",1,15650,"PLN",0.23,null,null,null,null,null,null,null,"n95"]
[652,null,"STEROWNICZE","H61931","0159090007258296240H61931","BiT 1000 (St) H","5x2x1",null,"BITNER","KMT",1,19240,"PLN",0.23,null,null,null,null,null,null,null,"n95"]
[653,null,"STEROWNICZE","H61932","0159090007258296240H61932","BiT 1000 (St) H","6x2x1",null,"BITNER","KMT",1,21970,"PLN",0.23,null,null,null,null,null,null,null,"n95"]
[654,null,"STEROWNICZE","H61933","0159090007258296240H61933","BiT 1000 (St) H","7x2x1",null,"BITNER","KMT",1,25410,"PLN",0.23,null,null,null,null,null,null,null,"n95"]
[655,null,"STEROWNICZE","H61934","0159090007258296240H61934","BiT 1000 (St) H","8x2x1",null,"BITNER","KMT",1,27600,"PLN",0.23,null,null,null,null,null,null,null,"n95"]
[656,null,"STEROWNICZE","H61935","0159090007258296240H61935","BiT 1000 (St) H","10x2x1",null,"BITNER","KMT",1,33670,"PLN",0.23,null,null,null,null,null,null,null,"n95"]
[657,null,"STEROWNICZE","H61936","0159090007258296240H61936","BiT 1000 (St) H","12x2x1",null,"BITNER","KMT",1,39730,"PLN",0.23,null,null,null,null,null,null,null,"n95"]
[658,null,"STEROWNICZE","H61937","0159090007258296240H61937","BiT 1000 (St) H","14x2x1",null,"BITNER","KMT",1,46040,"PLN",0.23,null,null,null,null,null,null,null,"n95"]
[659,null,"STEROWNICZE","H61938","0159090007258296240H61938","BiT 1000 (St) H","16x2x1",null,"BITNER","KMT",1,52780,"PLN",0.23,null,null,null,null,null,null,null,"n95"]
[660,null,"STEROWNICZE","H61939","0159090007258296240H61939","BiT 1000 (St) H","18x2x1",null,"BITNER","KMT",1,58460,"PLN",0.23,null,null,null,null,null,null,null,"n95"]
[661,null,"STEROWNICZE","H61940","0159090007258296240H61940","BiT 1000 (St) H","20x2x1",null,"BITNER","KMT",1,64450,"PLN",0.23,null,null,null,null,null,null,null,"n95"]
[662,null,"STEROWNICZE","H61941","0159090007258296240H61941","BiT 1000 (St) H","24x2x1",null,"BITNER","KMT",1,76250,"PLN",0.23,null,null,null,null,null,null,null,"n95"]
[663,null,"STEROWNICZE","H61942","0159090007258296240H61942","BiT 1000 (St) H","2x2x1,5",null,"BITNER","KMT",1,13380,"PLN",0.23,null,null,null,null,null,null,null,"n95"]
[664,null,"STEROWNICZE","H61943","0159090007258296240H61943","BiT 1000 (St) H","3x2x1,5",null,"BITNER","KMT",1,16580,"PLN",0.23,null,null,null,null,null,null,null,"n95"]
[665,null,"STEROWNICZE","H61944","0159090007258296240H61944","BiT 1000 (St) H","4x2x1,5",null,"BITNER","KMT",1,21080,"PLN",0.23,null,null,null,null,null,null,null,"n95"]
[666,null,"STEROWNICZE","H61945","0159090007258296240H61945","BiT 1000 (St) H","5x2x1,5",null,"BITNER","KMT",1,26100,"PLN",0.23,null,null,null,null,null,null,null,"n95"]
[667,null,"STEROWNICZE","H61946","0159090007258296240H61946","BiT 1000 (St) H","6x2x1,5",null,"BITNER","KMT",1,28970,"PLN",0.23,null,null,null,null,null,null,null,"n95"]
[668,null,"STEROWNICZE","H61947","0159090007258296240H61947","BiT 1000 (St) H","7x2x1,5",null,"BITNER","KMT",1,33520,"PLN",0.23,null,null,null,null,null,null,null,"n95"]
[669,null,"STEROWNICZE","H61948","0159090007258296240H61948","BiT 1000 (St) H","8x2x1,5",null,"BITNER","KMT",1,37800,"PLN",0.23,null,null,null,null,null,null,null,"n95"]
[670,null,"STEROWNICZE","H61949","0159090007258296240H61949","BiT 1000 (St) H","10x2x1,5",null,"BITNER","KMT",1,46550,"PLN",0.23,null,null,null,null,null,null,null,"n95"]
[671,null,"STEROWNICZE","H61950","0159090007258296240H61950","BiT 1000 (St) H","12x2x1,5",null,"BITNER","KMT",1,55080,"PLN",0.23,null,null,null,null,null,null,null,"n95"]
[672,null,"STEROWNICZE","H61951","0159090007258296240H61951","BiT 1000 (St) H","14x2x1,5",null,"BITNER","KMT",1,63880,"PLN",0.23,null,null,null,null,null,null,null,"n95"]
[673,null,"STEROWNICZE","H61952","0159090007258296240H61952","BiT 1000 (St) H","16x2x1,5",null,"BITNER","KMT",1,73280,"PLN",0.23,null,null,null,null,null,null,null,"n95"]
[674,null,"STEROWNICZE","H61953","0159090007258296240H61953","BiT 1000 (St) H","18x2x1,5",null,"BITNER","KMT",1,79430,"PLN",0.23,null,null,null,null,null,null,null,"n95"]
[675,null,"STEROWNICZE","H61954","0159090007258296240H61954","BiT 1000 (St) H","20x2x1,5",null,"BITNER","KMT",1,87840,"PLN",0.23,null,null,null,null,null,null,null,"n95"]
[676,null,"STEROWNICZE","H61955","0159090007258296240H61955","BiT 1000 (St) H","24x2x1,5",null,"BITNER","KMT",1,104830,"PLN",0.23,null,null,null,null,null,null,null,"n95"]
[677,null,"STEROWNICZE","H61956","0159090007258296240H61956","BiT 1000 (St) H","2x2x2,5",null,"BITNER","KMT",1,18440,"PLN",0.23,null,null,null,null,null,null,null,"n95"]
[678,null,"STEROWNICZE","H61957","0159090007258296240H61957","BiT 1000 (St) H","3x2x2,5",null,"BITNER","KMT",1,25010,"PLN",0.23,null,null,null,null,null,null,null,"n95"]
[679,null,"STEROWNICZE","H61958","0159090007258296240H61958","BiT 1000 (St) H","4x2x2,5",null,"BITNER","KMT",1,31220,"PLN",0.23,null,null,null,null,null,null,null,"n95"]
[680,null,"STEROWNICZE","H61959","0159090007258296240H61959","BiT 1000 (St) H","5x2x2,5",null,"BITNER","KMT",1,38890,"PLN",0.23,null,null,null,null,null,null,null,"n95"]
[681,null,"STEROWNICZE","H61960","0159090007258296240H61960","BiT 1000 (St) H","6x2x2,5",null,"BITNER","KMT",1,45120,"PLN",0.23,null,null,null,null,null,null,null,"n95"]
[682,null,"STEROWNICZE","H61961","0159090007258296240H61961","BiT 1000 (St) H","7x2x2,5",null,"BITNER","KMT",1,52570,"PLN",0.23,null,null,null,null,null,null,null,"n95"]
[683,null,"STEROWNICZE","H61962","0159090007258296240H61962","BiT 1000 (St) H","8x2x2,5",null,"BITNER","KMT",1,59540,"PLN",0.23,null,null,null,null,null,null,null,"n95"]
[684,null,"STEROWNICZE","H61963","0159090007258296240H61963","BiT 1000 (St) H","10x2x2,5",null,"BITNER","KMT",1,73640,"PLN",0.23,null,null,null,null,null,null,null,"n95"]
[685,null,"STEROWNICZE","H61964","0159090007258296240H61964","BiT 1000 (St) H","12x2x2,5",null,"BITNER","KMT",1,87780,"PLN",0.23,null,null,null,null,null,null,null,"n95"]
[686,null,"STEROWNICZE","H61965","0159090007258296240H61965","BiT 1000 (St) H","14x2x2,5",null,"BITNER","KMT",1,101660,"PLN",0.23,null,null,null,null,null,null,null,"n95"]
[687,null,"STEROWNICZE","H61966","0159090007258296240H61966","BiT 1000 (St) H","16x2x2,5",null,"BITNER","KMT",1,116600,"PLN",0.23,null,null,null,null,null,null,null,"n95"]
[688,null,"STEROWNICZE","BS1550","0159090007258296240BS1550","BiT 1000 (St) OR","2x0,5","uniepalniony i olejoodporny, ekranowany giętki kabel sterowniczy, 0,6/1kV","BITNER","KMT",1,4830,"PLN",0.23,null,null,null,null,null,null,null,"n95"]
[689,null,"STEROWNICZE","BS1551","0159090007258296240BS1551","BiT 1000 (St) OR","3G0,5","uniepalniony i olejoodporny, ekranowany giętki kabel sterowniczy, 0,6/1kV","BITNER","KMT",1,5780,"PLN",0.23,null,null,null,null,null,null,null,"n95"]
[690,null,"STEROWNICZE","BS1553","0159090007258296240BS1553","BiT 1000 (St) OR","4G0,5","uniepalniony i olejoodporny, ekranowany giętki kabel sterowniczy, 0,6/1kV","BITNER","KMT",1,6950,"PLN",0.23,null,null,null,null,null,null,null,"n95"]
[691,null,"STEROWNICZE","BS1555","0159090007258296240BS1555","BiT 1000 (St) OR","5G0,5","uniepalniony i olejoodporny, ekranowany giętki kabel sterowniczy, 0,6/1kV","BITNER","KMT",1,7490,"PLN",0.23,null,null,null,null,null,null,null,"n95"]
[692,null,"STEROWNICZE","BS1557","0159090007258296240BS1557","BiT 1000 (St) OR","6G0,5","uniepalniony i olejoodporny, ekranowany giętki kabel sterowniczy, 0,6/1kV","BITNER","KMT",1,8650,"PLN",0.23,null,null,null,null,null,null,null,"n95"]
[693,null,"STEROWNICZE","BS1558","0159090007258296240BS1558","BiT 1000 (St) OR","7G0,5","uniepalniony i olejoodporny, ekranowany giętki kabel sterowniczy, 0,6/1kV","BITNER","KMT",1,9390,"PLN",0.23,null,null,null,null,null,null,null,"n95"]
[694,null,"STEROWNICZE","BS1560","0159090007258296240BS1560","BiT 1000 (St) OR","8G0,5","uniepalniony i olejoodporny, ekranowany giętki kabel sterowniczy, 0,6/1kV","BITNER","KMT",1,10670,"PLN",0.23,null,null,null,null,null,null,null,"n95"]
[695,null,"STEROWNICZE","BS1562","0159090007258296240BS1562","BiT 1000 (St) OR","10G0,5","uniepalniony i olejoodporny, ekranowany giętki kabel sterowniczy, 0,6/1kV","BITNER","KMT",1,13160,"PLN",0.23,null,null,null,null,null,null,null,"n95"]
[696,null,"STEROWNICZE","BS1563","0159090007258296240BS1563","BiT 1000 (St) OR","12G0,5","uniepalniony i olejoodporny, ekranowany giętki kabel sterowniczy, 0,6/1kV","BITNER","KMT",1,14640,"PLN",0.23,null,null,null,null,null,null,null,"n95"]
[697,null,"STEROWNICZE","BS1565","0159090007258296240BS1565","BiT 1000 (St) OR","14G0,5","uniepalniony i olejoodporny, ekranowany giętki kabel sterowniczy, 0,6/1kV","BITNER","KMT",1,16780,"PLN",0.23,null,null,null,null,null,null,null,"n95"]
[698,null,"STEROWNICZE","BS1566","0159090007258296240BS1566","BiT 1000 (St) OR","16G0,5","uniepalniony i olejoodporny, ekranowany giętki kabel sterowniczy, 0,6/1kV","BITNER","KMT",1,17040,"PLN",0.23,null,null,null,null,null,null,null,"n95"]
[699,null,"STEROWNICZE","BS1567","0159090007258296240BS1567","BiT 1000 (St) OR","18G0,5","uniepalniony i olejoodporny, ekranowany giętki kabel sterowniczy, 0,6/1kV","BITNER","KMT",1,18940,"PLN",0.23,null,null,null,null,null,null,null,"n95"]
[700,null,"STEROWNICZE","BS1569","0159090007258296240BS1569","BiT 1000 (St) OR","21G0,5","uniepalniony i olejoodporny, ekranowany giętki kabel sterowniczy, 0,6/1kV","BITNER","KMT",1,21530,"PLN",0.23,null,null,null,null,null,null,null,"n95"]
[701,null,"STEROWNICZE","BS1570","0159090007258296240BS1570","BiT 1000 (St) OR","25G0,5","uniepalniony i olejoodporny, ekranowany giętki kabel sterowniczy, 0,6/1kV","BITNER","KMT",1,25530,"PLN",0.23,null,null,null,null,null,null,null,"n95"]
[702,null,"STEROWNICZE","BS1572","0159090007258296240BS1572","BiT 1000 (St) OR","30G0,5","uniepalniony i olejoodporny, ekranowany giętki kabel sterowniczy, 0,6/1kV","BITNER","KMT",1,29540,"PLN",0.23,null,null,null,null,null,null,null,"n95"]
[703,null,"STEROWNICZE","BS1573","0159090007258296240BS1573","BiT 1000 (St) OR","34G0,5","uniepalniony i olejoodporny, ekranowany giętki kabel sterowniczy, 0,6/1kV","BITNER","KMT",1,33660,"PLN",0.23,null,null,null,null,null,null,null,"n95"]
[704,null,"STEROWNICZE","BS1579","0159090007258296240BS1579","BiT 1000 (St) OR","2x0,75","uniepalniony i olejoodporny, ekranowany giętki kabel sterowniczy, 0,6/1kV","BITNER","KMT",1,5850,"PLN",0.23,null,null,null,null,null,null,null,"n95"]
[705,null,"STEROWNICZE","BS1580","0159090007258296240BS1580","BiT 1000 (St) OR","3G0,75","uniepalniony i olejoodporny, ekranowany giętki kabel sterowniczy, 0,6/1kV","BITNER","KMT",1,7230,"PLN",0.23,null,null,null,null,null,null,null,"n95"]
[706,null,"STEROWNICZE","BS1582","0159090007258296240BS1582","BiT 1000 (St) OR","4G0,75","uniepalniony i olejoodporny, ekranowany giętki kabel sterowniczy, 0,6/1kV","BITNER","KMT",1,7980,"PLN",0.23,null,null,null,null,null,null,null,"n95"]
[707,null,"STEROWNICZE","BS1584","0159090007258296240BS1584","BiT 1000 (St) OR","5G0,75","uniepalniony i olejoodporny, ekranowany giętki kabel sterowniczy, 0,6/1kV","BITNER","KMT",1,9580,"PLN",0.23,null,null,null,null,null,null,null,"n95"]
[708,null,"STEROWNICZE","BS1586","0159090007258296240BS1586","BiT 1000 (St) OR","6G0,75","uniepalniony i olejoodporny, ekranowany giętki kabel sterowniczy, 0,6/1kV","BITNER","KMT",1,11120,"PLN",0.23,null,null,null,null,null,null,null,"n95"]
[709,null,"STEROWNICZE","BS1588","0159090007258296240BS1588","BiT 1000 (St) OR","7G0,75","uniepalniony i olejoodporny, ekranowany giętki kabel sterowniczy, 0,6/1kV","BITNER","KMT",1,12140,"PLN",0.23,null,null,null,null,null,null,null,"n95"]
[710,null,"STEROWNICZE","BS1590","0159090007258296240BS1590","BiT 1000 (St) OR","8G0,75","uniepalniony i olejoodporny, ekranowany giętki kabel sterowniczy, 0,6/1kV","BITNER","KMT",1,14010,"PLN",0.23,null,null,null,null,null,null,null,"n95"]
[711,null,"STEROWNICZE","BS1592","0159090007258296240BS1592","BiT 1000 (St) OR","10G0,75","uniepalniony i olejoodporny, ekranowany giętki kabel sterowniczy, 0,6/1kV","BITNER","KMT",1,17490,"PLN",0.23,null,null,null,null,null,null,null,"n95"]
[712,null,"STEROWNICZE","BS1593","0159090007258296240BS1593","BiT 1000 (St) OR","12G0,75","uniepalniony i olejoodporny, ekranowany giętki kabel sterowniczy, 0,6/1kV","BITNER","KMT",1,17850,"PLN",0.23,null,null,null,null,null,null,null,"n95"]
[713,null,"STEROWNICZE","BS1595","0159090007258296240BS1595","BiT 1000 (St) OR","14G0,75","uniepalniony i olejoodporny, ekranowany giętki kabel sterowniczy, 0,6/1kV","BITNER","KMT",1,20370,"PLN",0.23,null,null,null,null,null,null,null,"n95"]
[714,null,"STEROWNICZE","BS1596","0159090007258296240BS1596","BiT 1000 (St) OR","16G0,75","uniepalniony i olejoodporny, ekranowany giętki kabel sterowniczy, 0,6/1kV","BITNER","KMT",1,23050,"PLN",0.23,null,null,null,null,null,null,null,"n95"]
[715,null,"STEROWNICZE","BS1597","0159090007258296240BS1597","BiT 1000 (St) OR","18G0,75","uniepalniony i olejoodporny, ekranowany giętki kabel sterowniczy, 0,6/1kV","BITNER","KMT",1,25650,"PLN",0.23,null,null,null,null,null,null,null,"n95"]
[716,null,"STEROWNICZE","BS1599","0159090007258296240BS1599","BiT 1000 (St) OR","21G0,75","uniepalniony i olejoodporny, ekranowany giętki kabel sterowniczy, 0,6/1kV","BITNER","KMT",1,29370,"PLN",0.23,null,null,null,null,null,null,null,"n95"]
[717,null,"STEROWNICZE","BS1600","0159090007258296240BS1600","BiT 1000 (St) OR","25G0,75","uniepalniony i olejoodporny, ekranowany giętki kabel sterowniczy, 0,6/1kV","BITNER","KMT",1,34840,"PLN",0.23,null,null,null,null,null,null,null,"n95"]
[718,null,"STEROWNICZE","BS1602","0159090007258296240BS1602","BiT 1000 (St) OR","30G0,75","uniepalniony i olejoodporny, ekranowany giętki kabel sterowniczy, 0,6/1kV","BITNER","KMT",1,40650,"PLN",0.23,null,null,null,null,null,null,null,"n95"]
[719,null,"STEROWNICZE","BS1603","0159090007258296240BS1603","BiT 1000 (St) OR","34G0,75","uniepalniony i olejoodporny, ekranowany giętki kabel sterowniczy, 0,6/1kV","BITNER","KMT",1,46240,"PLN",0.23,null,null,null,null,null,null,null,"n95"]
[720,null,"STEROWNICZE","BS1604","0159090007258296240BS1604","BiT 1000 (St) OR","37G0,75","uniepalniony i olejoodporny, ekranowany giętki kabel sterowniczy, 0,6/1kV","BITNER","KMT",1,49360,"PLN",0.23,null,null,null,null,null,null,null,"n95"]
[721,null,"STEROWNICZE","BS1606","0159090007258296240BS1606","BiT 1000 (St) OR","42G0,75","uniepalniony i olejoodporny, ekranowany giętki kabel sterowniczy, 0,6/1kV","BITNER","KMT",1,56540,"PLN",0.23,null,null,null,null,null,null,null,"n95"]
[722,null,"STEROWNICZE","BS1607","0159090007258296240BS1607","BiT 1000 (St) OR","52G0,75","uniepalniony i olejoodporny, ekranowany giętki kabel sterowniczy, 0,6/1kV","BITNER","KMT",1,68710,"PLN",0.23,null,null,null,null,null,null,null,"n95"]
[723,null,"STEROWNICZE","BS1608","0159090007258296240BS1608","BiT 1000 (St) OR","61G0,75","uniepalniony i olejoodporny, ekranowany giętki kabel sterowniczy, 0,6/1kV","BITNER","KMT",1,79780,"PLN",0.23,null,null,null,null,null,null,null,"n95"]
[724,null,"STEROWNICZE","BS1609","0159090007258296240BS1609","BiT 1000 (St) OR","2x1,0","uniepalniony i olejoodporny, ekranowany giętki kabel sterowniczy, 0,6/1kV","BITNER","KMT",1,7340,"PLN",0.23,null,null,null,null,null,null,null,"n95"]
[725,null,"STEROWNICZE","BS1610","0159090007258296240BS1610","BiT 1000 (St) OR","3G1,0","uniepalniony i olejoodporny, ekranowany giętki kabel sterowniczy, 0,6/1kV","BITNER","KMT",1,8130,"PLN",0.23,null,null,null,null,null,null,null,"n95"]
[726,null,"STEROWNICZE","BS1612","0159090007258296240BS1612","BiT 1000 (St) OR","4G1,0","uniepalniony i olejoodporny, ekranowany giętki kabel sterowniczy, 0,6/1kV","BITNER","KMT",1,10120,"PLN",0.23,null,null,null,null,null,null,null,"n95"]
[727,null,"STEROWNICZE","BS1614","0159090007258296240BS1614","BiT 1000 (St) OR","5G1,0","uniepalniony i olejoodporny, ekranowany giętki kabel sterowniczy, 0,6/1kV","BITNER","KMT",1,12050,"PLN",0.23,null,null,null,null,null,null,null,"n95"]
[728,null,"STEROWNICZE","BS1616","0159090007258296240BS1616","BiT 1000 (St) OR","6G1,0","uniepalniony i olejoodporny, ekranowany giętki kabel sterowniczy, 0,6/1kV","BITNER","KMT",1,14080,"PLN",0.23,null,null,null,null,null,null,null,"n95"]
[729,null,"STEROWNICZE","BS1618","0159090007258296240BS1618","BiT 1000 (St) OR","7G1,0","uniepalniony i olejoodporny, ekranowany giętki kabel sterowniczy, 0,6/1kV","BITNER","KMT",1,15580,"PLN",0.23,null,null,null,null,null,null,null,"n95"]
[730,null,"STEROWNICZE","BS1620","0159090007258296240BS1620","BiT 1000 (St) OR","8G1,0","uniepalniony i olejoodporny, ekranowany giętki kabel sterowniczy, 0,6/1kV","BITNER","KMT",1,16090,"PLN",0.23,null,null,null,null,null,null,null,"n95"]
[731,null,"STEROWNICZE","BS1621","0159090007258296240BS1621","BiT 1000 (St) OR","10G1,0","uniepalniony i olejoodporny, ekranowany giętki kabel sterowniczy, 0,6/1kV","BITNER","KMT",1,19920,"PLN",0.23,null,null,null,null,null,null,null,"n95"]
[732,null,"STEROWNICZE","BS1623","0159090007258296240BS1623","BiT 1000 (St) OR","12G1,0","uniepalniony i olejoodporny, ekranowany giętki kabel sterowniczy, 0,6/1kV","BITNER","KMT",1,22620,"PLN",0.23,null,null,null,null,null,null,null,"n95"]
[733,null,"STEROWNICZE","BS1625","0159090007258296240BS1625","BiT 1000 (St) OR","14G1,0","uniepalniony i olejoodporny, ekranowany giętki kabel sterowniczy, 0,6/1kV","BITNER","KMT",1,25880,"PLN",0.23,null,null,null,null,null,null,null,"n95"]
[734,null,"STEROWNICZE","BS1626","0159090007258296240BS1626","BiT 1000 (St) OR","16G1,0","uniepalniony i olejoodporny, ekranowany giętki kabel sterowniczy, 0,6/1kV","BITNER","KMT",1,29430,"PLN",0.23,null,null,null,null,null,null,null,"n95"]
[735,null,"STEROWNICZE","BS1627","0159090007258296240BS1627","BiT 1000 (St) OR","18G1,0","uniepalniony i olejoodporny, ekranowany giętki kabel sterowniczy, 0,6/1kV","BITNER","KMT",1,32640,"PLN",0.23,null,null,null,null,null,null,null,"n95"]
[736,null,"STEROWNICZE","BS1630","0159090007258296240BS1630","BiT 1000 (St) OR","21G1,0","uniepalniony i olejoodporny, ekranowany giętki kabel sterowniczy, 0,6/1kV","BITNER","KMT",1,37400,"PLN",0.23,null,null,null,null,null,null,null,"n95"]
[737,null,"STEROWNICZE","BS1631","0159090007258296240BS1631","BiT 1000 (St) OR","25G1,0","uniepalniony i olejoodporny, ekranowany giętki kabel sterowniczy, 0,6/1kV","BITNER","KMT",1,44400,"PLN",0.23,null,null,null,null,null,null,null,"n95"]
[738,null,"STEROWNICZE","BS1633","0159090007258296240BS1633","BiT 1000 (St) OR","30G1,0","uniepalniony i olejoodporny, ekranowany giętki kabel sterowniczy, 0,6/1kV","BITNER","KMT",1,51900,"PLN",0.23,null,null,null,null,null,null,null,"n95"]
[739,null,"STEROWNICZE","BS1634","0159090007258296240BS1634","BiT 1000 (St) OR","34G1,0","uniepalniony i olejoodporny, ekranowany giętki kabel sterowniczy, 0,6/1kV","BITNER","KMT",1,59320,"PLN",0.23,null,null,null,null,null,null,null,"n95"]
[740,null,"STEROWNICZE","BS1635","0159090007258296240BS1635","BiT 1000 (St) OR","37G1,0","uniepalniony i olejoodporny, ekranowany giętki kabel sterowniczy, 0,6/1kV","BITNER","KMT",1,63380,"PLN",0.23,null,null,null,null,null,null,null,"n95"]
[741,null,"STEROWNICZE","BS1637","0159090007258296240BS1637","BiT 1000 (St) OR","42G1,0","uniepalniony i olejoodporny, ekranowany giętki kabel sterowniczy, 0,6/1kV","BITNER","KMT",1,72530,"PLN",0.23,null,null,null,null,null,null,null,"n95"]
[742,null,"STEROWNICZE","BS1638","0159090007258296240BS1638","BiT 1000 (St) OR","52G1,0","uniepalniony i olejoodporny, ekranowany giętki kabel sterowniczy, 0,6/1kV","BITNER","KMT",1,87820,"PLN",0.23,null,null,null,null,null,null,null,"n95"]
[743,null,"STEROWNICZE","BS1639","0159090007258296240BS1639","BiT 1000 (St) OR","61G1,0","uniepalniony i olejoodporny, ekranowany giętki kabel sterowniczy, 0,6/1kV","BITNER","KMT",1,101950,"PLN",0.23,null,null,null,null,null,null,null,"n95"]
[744,null,"STEROWNICZE","BS1640","0159090007258296240BS1640","BiT 1000 (St) OR","2x1,5","uniepalniony i olejoodporny, ekranowany giętki kabel sterowniczy, 0,6/1kV","BITNER","KMT",1,8400,"PLN",0.23,null,null,null,null,null,null,null,"n95"]
[745,null,"STEROWNICZE","BS1641","0159090007258296240BS1641","BiT 1000 (St) OR","3G1,5","uniepalniony i olejoodporny, ekranowany giętki kabel sterowniczy, 0,6/1kV","BITNER","KMT",1,10510,"PLN",0.23,null,null,null,null,null,null,null,"n95"]
[746,null,"STEROWNICZE","BS1643","0159090007258296240BS1643","BiT 1000 (St) OR","4G1,5","uniepalniony i olejoodporny, ekranowany giętki kabel sterowniczy, 0,6/1kV","BITNER","KMT",1,13270,"PLN",0.23,null,null,null,null,null,null,null,"n95"]
[747,null,"STEROWNICZE","BS1645","0159090007258296240BS1645","BiT 1000 (St) OR","5G1,5","uniepalniony i olejoodporny, ekranowany giętki kabel sterowniczy, 0,6/1kV","BITNER","KMT",1,15970,"PLN",0.23,null,null,null,null,null,null,null,"n95"]
[748,null,"STEROWNICZE","BS1647","0159090007258296240BS1647","BiT 1000 (St) OR","6G1,5","uniepalniony i olejoodporny, ekranowany giętki kabel sterowniczy, 0,6/1kV","BITNER","KMT",1,17060,"PLN",0.23,null,null,null,null,null,null,null,"n95"]
[749,null,"STEROWNICZE","BS1649","0159090007258296240BS1649","BiT 1000 (St) OR","7G1,5","uniepalniony i olejoodporny, ekranowany giętki kabel sterowniczy, 0,6/1kV","BITNER","KMT",1,19020,"PLN",0.23,null,null,null,null,null,null,null,"n95"]
[750,null,"STEROWNICZE","BS1651","0159090007258296240BS1651","BiT 1000 (St) OR","8G1,5","uniepalniony i olejoodporny, ekranowany giętki kabel sterowniczy, 0,6/1kV","BITNER","KMT",1,21750,"PLN",0.23,null,null,null,null,null,null,null,"n95"]
[751,null,"STEROWNICZE","BS1652","0159090007258296240BS1652","BiT 1000 (St) OR","10G1,5","uniepalniony i olejoodporny, ekranowany giętki kabel sterowniczy, 0,6/1kV","BITNER","KMT",1,26910,"PLN",0.23,null,null,null,null,null,null,null,"n95"]
[752,null,"STEROWNICZE","BS1654","0159090007258296240BS1654","BiT 1000 (St) OR","12G1,5","uniepalniony i olejoodporny, ekranowany giętki kabel sterowniczy, 0,6/1kV","BITNER","KMT",1,30820,"PLN",0.23,null,null,null,null,null,null,null,"n95"]
[753,null,"STEROWNICZE","BS1656","0159090007258296240BS1656","BiT 1000 (St) OR","14G1,5","uniepalniony i olejoodporny, ekranowany giętki kabel sterowniczy, 0,6/1kV","BITNER","KMT",1,35020,"PLN",0.23,null,null,null,null,null,null,null,"n95"]
[754,null,"STEROWNICZE","BS1657","0159090007258296240BS1657","BiT 1000 (St) OR","16G1,5","uniepalniony i olejoodporny, ekranowany giętki kabel sterowniczy, 0,6/1kV","BITNER","KMT",1,40140,"PLN",0.23,null,null,null,null,null,null,null,"n95"]
[755,null,"STEROWNICZE","BS1658","0159090007258296240BS1658","BiT 1000 (St) OR","18G1,5","uniepalniony i olejoodporny, ekranowany giętki kabel sterowniczy, 0,6/1kV","BITNER","KMT",1,44860,"PLN",0.23,null,null,null,null,null,null,null,"n95"]
[756,null,"STEROWNICZE","BS1660","0159090007258296240BS1660","BiT 1000 (St) OR","21G1,5","uniepalniony i olejoodporny, ekranowany giętki kabel sterowniczy, 0,6/1kV","BITNER","KMT",1,51660,"PLN",0.23,null,null,null,null,null,null,null,"n95"]
[757,null,"STEROWNICZE","BS1661","0159090007258296240BS1661","BiT 1000 (St) OR","25G1,5","uniepalniony i olejoodporny, ekranowany giętki kabel sterowniczy, 0,6/1kV","BITNER","KMT",1,61580,"PLN",0.23,null,null,null,null,null,null,null,"n95"]
[758,null,"STEROWNICZE","BS1663","0159090007258296240BS1663","BiT 1000 (St) OR","30G1,5","uniepalniony i olejoodporny, ekranowany giętki kabel sterowniczy, 0,6/1kV","BITNER","KMT",1,72290,"PLN",0.23,null,null,null,null,null,null,null,"n95"]
[759,null,"STEROWNICZE","BS1664","0159090007258296240BS1664","BiT 1000 (St) OR","34G1,5","uniepalniony i olejoodporny, ekranowany giętki kabel sterowniczy, 0,6/1kV","BITNER","KMT",1,82560,"PLN",0.23,null,null,null,null,null,null,null,"n95"]
[760,null,"STEROWNICZE","BS1665","0159090007258296240BS1665","BiT 1000 (St) OR","37G1,5","uniepalniony i olejoodporny, ekranowany giętki kabel sterowniczy, 0,6/1kV","BITNER","KMT",1,86450,"PLN",0.23,null,null,null,null,null,null,null,"n95"]
[761,null,"STEROWNICZE","BS1667","0159090007258296240BS1667","BiT 1000 (St) OR","42G1,5","uniepalniony i olejoodporny, ekranowany giętki kabel sterowniczy, 0,6/1kV","BITNER","KMT",1,99100,"PLN",0.23,null,null,null,null,null,null,null,"n95"]
[762,null,"STEROWNICZE","BS1668","0159090007258296240BS1668","BiT 1000 (St) OR","52G1,5","uniepalniony i olejoodporny, ekranowany giętki kabel sterowniczy, 0,6/1kV","BITNER","KMT",1,120970,"PLN",0.23,null,null,null,null,null,null,null,"n95"]
[763,null,"STEROWNICZE","BS1669","0159090007258296240BS1669","BiT 1000 (St) OR","61G1,5","uniepalniony i olejoodporny, ekranowany giętki kabel sterowniczy, 0,6/1kV","BITNER","KMT",1,141570,"PLN",0.23,null,null,null,null,null,null,null,"n95"]
[764,null,"STEROWNICZE","BS1670","0159090007258296240BS1670","BiT 1000 (St) OR","2x2,5","uniepalniony i olejoodporny, ekranowany giętki kabel sterowniczy, 0,6/1kV","BITNER","KMT",1,11550,"PLN",0.23,null,null,null,null,null,null,null,"n95"]
[765,null,"STEROWNICZE","BS1671","0159090007258296240BS1671","BiT 1000 (St) OR","3G2,5","uniepalniony i olejoodporny, ekranowany giętki kabel sterowniczy, 0,6/1kV","BITNER","KMT",1,15340,"PLN",0.23,null,null,null,null,null,null,null,"n95"]
[766,null,"STEROWNICZE","BS1673","0159090007258296240BS1673","BiT 1000 (St) OR","4G2,5","uniepalniony i olejoodporny, ekranowany giętki kabel sterowniczy, 0,6/1kV","BITNER","KMT",1,18040,"PLN",0.23,null,null,null,null,null,null,null,"n95"]
[767,null,"STEROWNICZE","BS1675","0159090007258296240BS1675","BiT 1000 (St) OR","5G2,5","uniepalniony i olejoodporny, ekranowany giętki kabel sterowniczy, 0,6/1kV","BITNER","KMT",1,21800,"PLN",0.23,null,null,null,null,null,null,null,"n95"]
[768,null,"STEROWNICZE","BS1677","0159090007258296240BS1677","BiT 1000 (St) OR","6G2,5","uniepalniony i olejoodporny, ekranowany giętki kabel sterowniczy, 0,6/1kV","BITNER","KMT",1,25690,"PLN",0.23,null,null,null,null,null,null,null,"n95"]
[769,null,"STEROWNICZE","BS1679","0159090007258296240BS1679","BiT 1000 (St) OR","7G2,5","uniepalniony i olejoodporny, ekranowany giętki kabel sterowniczy, 0,6/1kV","BITNER","KMT",1,29000,"PLN",0.23,null,null,null,null,null,null,null,"n95"]
[770,null,"STEROWNICZE","BS1681","0159090007258296240BS1681","BiT 1000 (St) OR","10G2,5","uniepalniony i olejoodporny, ekranowany giętki kabel sterowniczy, 0,6/1kV","BITNER","KMT",1,41200,"PLN",0.23,null,null,null,null,null,null,null,"n95"]
[771,null,"STEROWNICZE","BS1682","0159090007258296240BS1682","BiT 1000 (St) OR","12G2,5","uniepalniony i olejoodporny, ekranowany giętki kabel sterowniczy, 0,6/1kV","BITNER","KMT",1,47810,"PLN",0.23,null,null,null,null,null,null,null,"n95"]
[772,null,"STEROWNICZE","BS1684","0159090007258296240BS1684","BiT 1000 (St) OR","14G2,5","uniepalniony i olejoodporny, ekranowany giętki kabel sterowniczy, 0,6/1kV","BITNER","KMT",1,55170,"PLN",0.23,null,null,null,null,null,null,null,"n95"]
[773,null,"STEROWNICZE","BS1685","0159090007258296240BS1685","BiT 1000 (St) OR","16G2,5","uniepalniony i olejoodporny, ekranowany giętki kabel sterowniczy, 0,6/1kV","BITNER","KMT",1,62760,"PLN",0.23,null,null,null,null,null,null,null,"n95"]
[774,null,"STEROWNICZE","BS1686","0159090007258296240BS1686","BiT 1000 (St) OR","18G2,5","uniepalniony i olejoodporny, ekranowany giętki kabel sterowniczy, 0,6/1kV","BITNER","KMT",1,70230,"PLN",0.23,null,null,null,null,null,null,null,"n95"]
[775,null,"STEROWNICZE","BS1687","0159090007258296240BS1687","BiT 1000 (St) OR","21G2,5","uniepalniony i olejoodporny, ekranowany giętki kabel sterowniczy, 0,6/1kV","BITNER","KMT",1,81420,"PLN",0.23,null,null,null,null,null,null,null,"n95"]
[776,null,"STEROWNICZE","BS1688","0159090007258296240BS1688","BiT 1000 (St) OR","25G2,5","uniepalniony i olejoodporny, ekranowany giętki kabel sterowniczy, 0,6/1kV","BITNER","KMT",1,97050,"PLN",0.23,null,null,null,null,null,null,null,"n95"]
[777,null,"STEROWNICZE","BS1689","0159090007258296240BS1689","BiT 1000 (St) OR","30G2,5","uniepalniony i olejoodporny, ekranowany giętki kabel sterowniczy, 0,6/1kV","BITNER","KMT",1,114650,"PLN",0.23,null,null,null,null,null,null,null,"n95"]
[778,null,"STEROWNICZE","BS1693","0159090007258296240BS1693","BiT 1000 (St) OR","8G2,5","uniepalniony i olejoodporny, ekranowany giętki kabel sterowniczy, 0,6/1kV","BITNER","KMT",1,33290,"PLN",0.23,null,null,null,null,null,null,null,"n95"]
[779,null,"STEROWNICZE","BS1750","0159090007258296240BS1750","BiT 1000 (St) OR","2x2x0,5","uniepalniony i olejoodporny, ekranowany giętki kabel sterowniczy, 0,6/1kV","BITNER","KMT",1,7070,"PLN",0.23,null,null,null,null,null,null,null,"n95"]
[780,null,"STEROWNICZE","BS1751","0159090007258296240BS1751","BiT 1000 (St) OR","3x2x0,5","uniepalniony i olejoodporny, ekranowany giętki kabel sterowniczy, 0,6/1kV","BITNER","KMT",1,8860,"PLN",0.23,null,null,null,null,null,null,null,"n95"]
[781,null,"STEROWNICZE","BS1752","0159090007258296240BS1752","BiT 1000 (St) OR","4x2x0,5","uniepalniony i olejoodporny, ekranowany giętki kabel sterowniczy, 0,6/1kV","BITNER","KMT",1,10840,"PLN",0.23,null,null,null,null,null,null,null,"n95"]
[782,null,"STEROWNICZE","BS1753","0159090007258296240BS1753","BiT 1000 (St) OR","5x2x0,5","uniepalniony i olejoodporny, ekranowany giętki kabel sterowniczy, 0,6/1kV","BITNER","KMT",1,13220,"PLN",0.23,null,null,null,null,null,null,null,"n95"]
[783,null,"STEROWNICZE","BS1754","0159090007258296240BS1754","BiT 1000 (St) OR","6x2x0,5","uniepalniony i olejoodporny, ekranowany giętki kabel sterowniczy, 0,6/1kV","BITNER","KMT",1,14950,"PLN",0.23,null,null,null,null,null,null,null,"n95"]
[784,null,"STEROWNICZE","BS1755","0159090007258296240BS1755","BiT 1000 (St) OR","7x2x0,5","uniepalniony i olejoodporny, ekranowany giętki kabel sterowniczy, 0,6/1kV","BITNER","KMT",1,17290,"PLN",0.23,null,null,null,null,null,null,null,"n95"]
[785,null,"STEROWNICZE","BS1756","0159090007258296240BS1756","BiT 1000 (St) OR","8x2x0,5","uniepalniony i olejoodporny, ekranowany giętki kabel sterowniczy, 0,6/1kV","BITNER","KMT",1,17500,"PLN",0.23,null,null,null,null,null,null,null,"n95"]
[786,null,"STEROWNICZE","BS1757","0159090007258296240BS1757","BiT 1000 (St) OR","10x2x0,5","uniepalniony i olejoodporny, ekranowany giętki kabel sterowniczy, 0,6/1kV","BITNER","KMT",1,21150,"PLN",0.23,null,null,null,null,null,null,null,"n95"]
[787,null,"STEROWNICZE","BS1758","0159090007258296240BS1758","BiT 1000 (St) OR","12x2x0,5","uniepalniony i olejoodporny, ekranowany giętki kabel sterowniczy, 0,6/1kV","BITNER","KMT",1,24830,"PLN",0.23,null,null,null,null,null,null,null,"n95"]
[788,null,"STEROWNICZE","BS1759","0159090007258296240BS1759","BiT 1000 (St) OR","14x2x0,5","uniepalniony i olejoodporny, ekranowany giętki kabel sterowniczy, 0,6/1kV","BITNER","KMT",1,28430,"PLN",0.23,null,null,null,null,null,null,null,"n95"]
[789,null,"STEROWNICZE","BS1760","0159090007258296240BS1760","BiT 1000 (St) OR","16x2x0,5","uniepalniony i olejoodporny, ekranowany giętki kabel sterowniczy, 0,6/1kV","BITNER","KMT",1,32630,"PLN",0.23,null,null,null,null,null,null,null,"n95"]
[790,null,"STEROWNICZE","BS1761","0159090007258296240BS1761","BiT 1000 (St) OR","18x2x0,5","uniepalniony i olejoodporny, ekranowany giętki kabel sterowniczy, 0,6/1kV","BITNER","KMT",1,35950,"PLN",0.23,null,null,null,null,null,null,null,"n95"]
[791,null,"STEROWNICZE","BS1762","0159090007258296240BS1762","BiT 1000 (St) OR","20x2x0,5","uniepalniony i olejoodporny, ekranowany giętki kabel sterowniczy, 0,6/1kV","BITNER","KMT",1,39510,"PLN",0.23,null,null,null,null,null,null,null,"n95"]
[792,null,"STEROWNICZE","BS1763","0159090007258296240BS1763","BiT 1000 (St) OR","24x2x0,5","uniepalniony i olejoodporny, ekranowany giętki kabel sterowniczy, 0,6/1kV","BITNER","KMT",1,46450,"PLN",0.23,null,null,null,null,null,null,null,"n95"]
[793,null,"STEROWNICZE","BS1764","0159090007258296240BS1764","BiT 1000 (St) OR","2x2x0,75","uniepalniony i olejoodporny, ekranowany giętki kabel sterowniczy, 0,6/1kV","BITNER","KMT",1,8930,"PLN",0.23,null,null,null,null,null,null,null,"n95"]
[794,null,"STEROWNICZE","BS1765","0159090007258296240BS1765","BiT 1000 (St) OR","3x2x0,75","uniepalniony i olejoodporny, ekranowany giętki kabel sterowniczy, 0,6/1kV","BITNER","KMT",1,11330,"PLN",0.23,null,null,null,null,null,null,null,"n95"]
[795,null,"STEROWNICZE","BS1766","0159090007258296240BS1766","BiT 1000 (St) OR","4x2x0,75","uniepalniony i olejoodporny, ekranowany giętki kabel sterowniczy, 0,6/1kV","BITNER","KMT",1,14210,"PLN",0.23,null,null,null,null,null,null,null,"n95"]
[796,null,"STEROWNICZE","BS1767","0159090007258296240BS1767","BiT 1000 (St) OR","5x2x0,75","uniepalniony i olejoodporny, ekranowany giętki kabel sterowniczy, 0,6/1kV","BITNER","KMT",1,17620,"PLN",0.23,null,null,null,null,null,null,null,"n95"]
[797,null,"STEROWNICZE","BS1768","0159090007258296240BS1768","BiT 1000 (St) OR","6x2x0,75","uniepalniony i olejoodporny, ekranowany giętki kabel sterowniczy, 0,6/1kV","BITNER","KMT",1,18200,"PLN",0.23,null,null,null,null,null,null,null,"n95"]
[798,null,"STEROWNICZE","BS1769","0159090007258296240BS1769","BiT 1000 (St) OR","7x2x0,75","uniepalniony i olejoodporny, ekranowany giętki kabel sterowniczy, 0,6/1kV","BITNER","KMT",1,21000,"PLN",0.23,null,null,null,null,null,null,null,"n95"]
[799,null,"STEROWNICZE","BS1770","0159090007258296240BS1770","BiT 1000 (St) OR","8x2x0,75","uniepalniony i olejoodporny, ekranowany giętki kabel sterowniczy, 0,6/1kV","BITNER","KMT",1,23580,"PLN",0.23,null,null,null,null,null,null,null,"n95"]
[800,null,"STEROWNICZE","BS1771","0159090007258296240BS1771","BiT 1000 (St) OR","10x2x0,75","uniepalniony i olejoodporny, ekranowany giętki kabel sterowniczy, 0,6/1kV","BITNER","KMT",1,28700,"PLN",0.23,null,null,null,null,null,null,null,"n95"]
[801,null,"STEROWNICZE","BS1772","0159090007258296240BS1772","BiT 1000 (St) OR","12x2x0,75","uniepalniony i olejoodporny, ekranowany giętki kabel sterowniczy, 0,6/1kV","BITNER","KMT",1,33830,"PLN",0.23,null,null,null,null,null,null,null,"n95"]
[802,null,"STEROWNICZE","BS1773","0159090007258296240BS1773","BiT 1000 (St) OR","14x2x0,75","uniepalniony i olejoodporny, ekranowany giętki kabel sterowniczy, 0,6/1kV","BITNER","KMT",1,39180,"PLN",0.23,null,null,null,null,null,null,null,"n95"]
[803,null,"STEROWNICZE","BS1774","0159090007258296240BS1774","BiT 1000 (St) OR","16x2x0,75","uniepalniony i olejoodporny, ekranowany giętki kabel sterowniczy, 0,6/1kV","BITNER","KMT",1,44720,"PLN",0.23,null,null,null,null,null,null,null,"n95"]
[804,null,"STEROWNICZE","BS1775","0159090007258296240BS1775","BiT 1000 (St) OR","18x2x0,75","uniepalniony i olejoodporny, ekranowany giętki kabel sterowniczy, 0,6/1kV","BITNER","KMT",1,49450,"PLN",0.23,null,null,null,null,null,null,null,"n95"]
[805,null,"STEROWNICZE","BS1776","0159090007258296240BS1776","BiT 1000 (St) OR","20x2x0,75","uniepalniony i olejoodporny, ekranowany giętki kabel sterowniczy, 0,6/1kV","BITNER","KMT",1,54740,"PLN",0.23,null,null,null,null,null,null,null,"n95"]
[806,null,"STEROWNICZE","BS1777","0159090007258296240BS1777","BiT 1000 (St) OR","24x2x0,75","uniepalniony i olejoodporny, ekranowany giętki kabel sterowniczy, 0,6/1kV","BITNER","KMT",1,61060,"PLN",0.23,null,null,null,null,null,null,null,"n95"]
[807,null,"STEROWNICZE","BS1778","0159090007258296240BS1778","BiT 1000 (St) OR","2x2x1","uniepalniony i olejoodporny, ekranowany giętki kabel sterowniczy, 0,6/1kV","BITNER","KMT",1,11130,"PLN",0.23,null,null,null,null,null,null,null,"n95"]
[808,null,"STEROWNICZE","BS1779","0159090007258296240BS1779","BiT 1000 (St) OR","3x2x1","uniepalniony i olejoodporny, ekranowany giętki kabel sterowniczy, 0,6/1kV","BITNER","KMT",1,14320,"PLN",0.23,null,null,null,null,null,null,null,"n95"]
[809,null,"STEROWNICZE","BS1780","0159090007258296240BS1780","BiT 1000 (St) OR","4x2x1","uniepalniony i olejoodporny, ekranowany giętki kabel sterowniczy, 0,6/1kV","BITNER","KMT",1,16410,"PLN",0.23,null,null,null,null,null,null,null,"n95"]
[810,null,"STEROWNICZE","BS1781","0159090007258296240BS1781","BiT 1000 (St) OR","5x2x1","uniepalniony i olejoodporny, ekranowany giętki kabel sterowniczy, 0,6/1kV","BITNER","KMT",1,20180,"PLN",0.23,null,null,null,null,null,null,null,"n95"]
[811,null,"STEROWNICZE","BS1782","0159090007258296240BS1782","BiT 1000 (St) OR","6x2x1","uniepalniony i olejoodporny, ekranowany giętki kabel sterowniczy, 0,6/1kV","BITNER","KMT",1,23040,"PLN",0.23,null,null,null,null,null,null,null,"n95"]
[812,null,"STEROWNICZE","BS1783","0159090007258296240BS1783","BiT 1000 (St) OR","7x2x1","uniepalniony i olejoodporny, ekranowany giętki kabel sterowniczy, 0,6/1kV","BITNER","KMT",1,26640,"PLN",0.23,null,null,null,null,null,null,null,"n95"]
[813,null,"STEROWNICZE","BS1784","0159090007258296240BS1784","BiT 1000 (St) OR","8x2x1","uniepalniony i olejoodporny, ekranowany giętki kabel sterowniczy, 0,6/1kV","BITNER","KMT",1,29900,"PLN",0.23,null,null,null,null,null,null,null,"n95"]
[814,null,"STEROWNICZE","BS1785","0159090007258296240BS1785","BiT 1000 (St) OR","10x2x1","uniepalniony i olejoodporny, ekranowany giętki kabel sterowniczy, 0,6/1kV","BITNER","KMT",1,36480,"PLN",0.23,null,null,null,null,null,null,null,"n95"]
[815,null,"STEROWNICZE","BS1786","0159090007258296240BS1786","BiT 1000 (St) OR","12x2x1","uniepalniony i olejoodporny, ekranowany giętki kabel sterowniczy, 0,6/1kV","BITNER","KMT",1,43040,"PLN",0.23,null,null,null,null,null,null,null,"n95"]
[816,null,"STEROWNICZE","BS1787","0159090007258296240BS1787","BiT 1000 (St) OR","14x2x1","uniepalniony i olejoodporny, ekranowany giętki kabel sterowniczy, 0,6/1kV","BITNER","KMT",1,49880,"PLN",0.23,null,null,null,null,null,null,null,"n95"]
[817,null,"STEROWNICZE","BS1788","0159090007258296240BS1788","BiT 1000 (St) OR","16x2x1","uniepalniony i olejoodporny, ekranowany giętki kabel sterowniczy, 0,6/1kV","BITNER","KMT",1,57170,"PLN",0.23,null,null,null,null,null,null,null,"n95"]
[818,null,"STEROWNICZE","BS1789","0159090007258296240BS1789","BiT 1000 (St) OR","18x2x1","uniepalniony i olejoodporny, ekranowany giętki kabel sterowniczy, 0,6/1kV","BITNER","KMT",1,59930,"PLN",0.23,null,null,null,null,null,null,null,"n95"]
[819,null,"STEROWNICZE","BS1790","0159090007258296240BS1790","BiT 1000 (St) OR","20x2x1","uniepalniony i olejoodporny, ekranowany giętki kabel sterowniczy, 0,6/1kV","BITNER","KMT",1,66060,"PLN",0.23,null,null,null,null,null,null,null,"n95"]
[820,null,"STEROWNICZE","BS1791","0159090007258296240BS1791","BiT 1000 (St) OR","24x2x1","uniepalniony i olejoodporny, ekranowany giętki kabel sterowniczy, 0,6/1kV","BITNER","KMT",1,78150,"PLN",0.23,null,null,null,null,null,null,null,"n95"]
[821,null,"STEROWNICZE","BS1792","0159090007258296240BS1792","BiT 1000 (St) OR","2x2x1,5","uniepalniony i olejoodporny, ekranowany giętki kabel sterowniczy, 0,6/1kV","BITNER","KMT",1,14410,"PLN",0.23,null,null,null,null,null,null,null,"n95"]
[822,null,"STEROWNICZE","BS1793","0159090007258296240BS1793","BiT 1000 (St) OR","3x2x1,5","uniepalniony i olejoodporny, ekranowany giętki kabel sterowniczy, 0,6/1kV","BITNER","KMT",1,17380,"PLN",0.23,null,null,null,null,null,null,null,"n95"]
[823,null,"STEROWNICZE","BS1794","0159090007258296240BS1794","BiT 1000 (St) OR","4x2x1,5","uniepalniony i olejoodporny, ekranowany giętki kabel sterowniczy, 0,6/1kV","BITNER","KMT",1,22100,"PLN",0.23,null,null,null,null,null,null,null,"n95"]
[824,null,"STEROWNICZE","BS1795","0159090007258296240BS1795","BiT 1000 (St) OR","5x2x1,5","uniepalniony i olejoodporny, ekranowany giętki kabel sterowniczy, 0,6/1kV","BITNER","KMT",1,27370,"PLN",0.23,null,null,null,null,null,null,null,"n95"]
[825,null,"STEROWNICZE","BS1796","0159090007258296240BS1796","BiT 1000 (St) OR","6x2x1,5","uniepalniony i olejoodporny, ekranowany giętki kabel sterowniczy, 0,6/1kV","BITNER","KMT",1,31380,"PLN",0.23,null,null,null,null,null,null,null,"n95"]
[826,null,"STEROWNICZE","BS1797","0159090007258296240BS1797","BiT 1000 (St) OR","7x2x1,5","uniepalniony i olejoodporny, ekranowany giętki kabel sterowniczy, 0,6/1kV","BITNER","KMT",1,36310,"PLN",0.23,null,null,null,null,null,null,null,"n95"]
[827,null,"STEROWNICZE","BS1798","0159090007258296240BS1798","BiT 1000 (St) OR","8x2x1,5","uniepalniony i olejoodporny, ekranowany giętki kabel sterowniczy, 0,6/1kV","BITNER","KMT",1,40950,"PLN",0.23,null,null,null,null,null,null,null,"n95"]
[828,null,"STEROWNICZE","BS1799","0159090007258296240BS1799","BiT 1000 (St) OR","10x2x1,5","uniepalniony i olejoodporny, ekranowany giętki kabel sterowniczy, 0,6/1kV","BITNER","KMT",1,50430,"PLN",0.23,null,null,null,null,null,null,null,"n95"]
[829,null,"STEROWNICZE","BS1800","0159090007258296240BS1800","BiT 1000 (St) OR","12x2x1,5","uniepalniony i olejoodporny, ekranowany giętki kabel sterowniczy, 0,6/1kV","BITNER","KMT",1,56460,"PLN",0.23,null,null,null,null,null,null,null,"n95"]
[830,null,"STEROWNICZE","BS1801","0159090007258296240BS1801","BiT 1000 (St) OR","14x2x1,5","uniepalniony i olejoodporny, ekranowany giętki kabel sterowniczy, 0,6/1kV","BITNER","KMT",1,65470,"PLN",0.23,null,null,null,null,null,null,null,"n95"]
[831,null,"STEROWNICZE","BS1802","0159090007258296240BS1802","BiT 1000 (St) OR","16x2x1,5","uniepalniony i olejoodporny, ekranowany giętki kabel sterowniczy, 0,6/1kV","BITNER","KMT",1,75120,"PLN",0.23,null,null,null,null,null,null,null,"n95"]
[832,null,"STEROWNICZE","BS1803","0159090007258296240BS1803","BiT 1000 (St) OR","18x2x1,5","uniepalniony i olejoodporny, ekranowany giętki kabel sterowniczy, 0,6/1kV","BITNER","KMT",1,81410,"PLN",0.23,null,null,null,null,null,null,null,"n95"]
[833,null,"STEROWNICZE","BS1804","0159090007258296240BS1804","BiT 1000 (St) OR","20x2x1,5","uniepalniony i olejoodporny, ekranowany giętki kabel sterowniczy, 0,6/1kV","BITNER","KMT",1,90040,"PLN",0.23,null,null,null,null,null,null,null,"n95"]
[834,null,"STEROWNICZE","BS1805","0159090007258296240BS1805","BiT 1000 (St) OR","24x2x1,5","uniepalniony i olejoodporny, ekranowany giętki kabel sterowniczy, 0,6/1kV","BITNER","KMT",1,107450,"PLN",0.23,null,null,null,null,null,null,null,"n95"]
[835,null,"STEROWNICZE","BS1806","0159090007258296240BS1806","BiT 1000 (St) OR","2x2x2,5","uniepalniony i olejoodporny, ekranowany giętki kabel sterowniczy, 0,6/1kV","BITNER","KMT",1,19330,"PLN",0.23,null,null,null,null,null,null,null,"n95"]
[836,null,"STEROWNICZE","BS1807","0159090007258296240BS1807","BiT 1000 (St) OR","3x2x2,5","uniepalniony i olejoodporny, ekranowany giętki kabel sterowniczy, 0,6/1kV","BITNER","KMT",1,26220,"PLN",0.23,null,null,null,null,null,null,null,"n95"]
[837,null,"STEROWNICZE","BS1808","0159090007258296240BS1808","BiT 1000 (St) OR","4x2x2,5","uniepalniony i olejoodporny, ekranowany giętki kabel sterowniczy, 0,6/1kV","BITNER","KMT",1,33830,"PLN",0.23,null,null,null,null,null,null,null,"n95"]
[838,null,"STEROWNICZE","BS1809","0159090007258296240BS1809","BiT 1000 (St) OR","5x2x2,5","uniepalniony i olejoodporny, ekranowany giętki kabel sterowniczy, 0,6/1kV","BITNER","KMT",1,42130,"PLN",0.23,null,null,null,null,null,null,null,"n95"]
[839,null,"STEROWNICZE","BS1810","0159090007258296240BS1810","BiT 1000 (St) OR","6x2x2,5","uniepalniony i olejoodporny, ekranowany giętki kabel sterowniczy, 0,6/1kV","BITNER","KMT",1,48880,"PLN",0.23,null,null,null,null,null,null,null,"n95"]
[840,null,"STEROWNICZE","BS1811","0159090007258296240BS1811","BiT 1000 (St) OR","7x2x2,5","uniepalniony i olejoodporny, ekranowany giętki kabel sterowniczy, 0,6/1kV","BITNER","KMT",1,56950,"PLN",0.23,null,null,null,null,null,null,null,"n95"]
[841,null,"STEROWNICZE","BS1812","0159090007258296240BS1812","BiT 1000 (St) OR","8x2x2,5","uniepalniony i olejoodporny, ekranowany giętki kabel sterowniczy, 0,6/1kV","BITNER","KMT",1,61030,"PLN",0.23,null,null,null,null,null,null,null,"n95"]
[842,null,"STEROWNICZE","BS1813","0159090007258296240BS1813","BiT 1000 (St) OR","10x2x2,5","uniepalniony i olejoodporny, ekranowany giętki kabel sterowniczy, 0,6/1kV","BITNER","KMT",1,75490,"PLN",0.23,null,null,null,null,null,null,null,"n95"]
[843,null,"STEROWNICZE","BS1814","0159090007258296240BS1814","BiT 1000 (St) OR","12x2x2,5","uniepalniony i olejoodporny, ekranowany giętki kabel sterowniczy, 0,6/1kV","BITNER","KMT",1,89970,"PLN",0.23,null,null,null,null,null,null,null,"n95"]
[844,null,"STEROWNICZE","BS1815","0159090007258296240BS1815","BiT 1000 (St) OR","14x2x2,5","uniepalniony i olejoodporny, ekranowany giętki kabel sterowniczy, 0,6/1kV","BITNER","KMT",1,104210,"PLN",0.23,null,null,null,null,null,null,null,"n95"]
[845,null,"STEROWNICZE","BS1816","0159090007258296240BS1816","BiT 1000 (St) OR","16x2x2,5","uniepalniony i olejoodporny, ekranowany giętki kabel sterowniczy, 0,6/1kV","BITNER","KMT",1,119520,"PLN",0.23,null,null,null,null,null,null,null,"n95"]
[846,null,"STEROWNICZE","BS0630","0159090007258296240BS0630","BiT 1000 2(St)","2x2x0,5","ekranowany giętki kabel sterowniczy i zasilający, 06/1kV","BITNER","KMT",1,6450,"PLN",0.23,null,null,null,null,null,null,null,"n95"]
[847,null,"STEROWNICZE","BS0631","0159090007258296240BS0631","BiT 1000 2(St)","3x2x0,5","ekranowany giętki kabel sterowniczy i zasilający, 06/1kV","BITNER","KMT",1,8690,"PLN",0.23,null,null,null,null,null,null,null,"n95"]
[848,null,"STEROWNICZE","BS0632","0159090007258296240BS0632","BiT 1000 2(St)","4x2x0,5","ekranowany giętki kabel sterowniczy i zasilający, 06/1kV","BITNER","KMT",1,10960,"PLN",0.23,null,null,null,null,null,null,null,"n95"]
[849,null,"STEROWNICZE","BS0633","0159090007258296240BS0633","BiT 1000 2(St)","5x2x0,5","ekranowany giętki kabel sterowniczy i zasilający, 06/1kV","BITNER","KMT",1,13340,"PLN",0.23,null,null,null,null,null,null,null,"n95"]
[850,null,"STEROWNICZE","BS0634","0159090007258296240BS0634","BiT 1000 2(St)","6x2x0,5","ekranowany giętki kabel sterowniczy i zasilający, 06/1kV","BITNER","KMT",1,15250,"PLN",0.23,null,null,null,null,null,null,null,"n95"]
[851,null,"STEROWNICZE","BS0635","0159090007258296240BS0635","BiT 1000 2(St)","7x2x0,5","ekranowany giętki kabel sterowniczy i zasilający, 06/1kV","BITNER","KMT",1,17570,"PLN",0.23,null,null,null,null,null,null,null,"n95"]
[852,null,"STEROWNICZE","BS0636","0159090007258296240BS0636","BiT 1000 2(St)","8x2x0,5","ekranowany giętki kabel sterowniczy i zasilający, 06/1kV","BITNER","KMT",1,19770,"PLN",0.23,null,null,null,null,null,null,null,"n95"]
[853,null,"STEROWNICZE","BS0637","0159090007258296240BS0637","BiT 1000 2(St)","10x2x0,5","ekranowany giętki kabel sterowniczy i zasilający, 06/1kV","BITNER","KMT",1,23810,"PLN",0.23,null,null,null,null,null,null,null,"n95"]
[854,null,"STEROWNICZE","BS0638","0159090007258296240BS0638","BiT 1000 2(St)","12x2x0,5","ekranowany giętki kabel sterowniczy i zasilający, 06/1kV","BITNER","KMT",1,28120,"PLN",0.23,null,null,null,null,null,null,null,"n95"]
[855,null,"STEROWNICZE","BS0639","0159090007258296240BS0639","BiT 1000 2(St)","14x2x0,5","ekranowany giętki kabel sterowniczy i zasilający, 06/1kV","BITNER","KMT",1,32420,"PLN",0.23,null,null,null,null,null,null,null,"n95"]
[856,null,"STEROWNICZE","BS0640","0159090007258296240BS0640","BiT 1000 2(St)","16x2x0,5","ekranowany giętki kabel sterowniczy i zasilający, 06/1kV","BITNER","KMT",1,37170,"PLN",0.23,null,null,null,null,null,null,null,"n95"]
[857,null,"STEROWNICZE","BS0641","0159090007258296240BS0641","BiT 1000 2(St)","18x2x0,5","ekranowany giętki kabel sterowniczy i zasilający, 06/1kV","BITNER","KMT",1,41220,"PLN",0.23,null,null,null,null,null,null,null,"n95"]
[858,null,"STEROWNICZE","BS0642","0159090007258296240BS0642","BiT 1000 2(St)","20x2x0,5","ekranowany giętki kabel sterowniczy i zasilający, 06/1kV","BITNER","KMT",1,45450,"PLN",0.23,null,null,null,null,null,null,null,"n95"]
[859,null,"STEROWNICZE","BS0643","0159090007258296240BS0643","BiT 1000 2(St)","24x2x0,5","ekranowany giętki kabel sterowniczy i zasilający, 06/1kV","BITNER","KMT",1,53800,"PLN",0.23,null,null,null,null,null,null,null,"n95"]
[860,null,"STEROWNICZE","BS0644","0159090007258296240BS0644","BiT 1000 2(St)","2x2x0,75","ekranowany giętki kabel sterowniczy i zasilający, 06/1kV","BITNER","KMT",1,7990,"PLN",0.23,null,null,null,null,null,null,null,"n95"]
[861,null,"STEROWNICZE","BS0645","0159090007258296240BS0645","BiT 1000 2(St)","3x2x0,75","ekranowany giętki kabel sterowniczy i zasilający, 06/1kV","BITNER","KMT",1,10610,"PLN",0.23,null,null,null,null,null,null,null,"n95"]
[862,null,"STEROWNICZE","BS0646","0159090007258296240BS0646","BiT 1000 2(St)","4x2x0,75","ekranowany giętki kabel sterowniczy i zasilający, 06/1kV","BITNER","KMT",1,13310,"PLN",0.23,null,null,null,null,null,null,null,"n95"]
[863,null,"STEROWNICZE","BS0647","0159090007258296240BS0647","BiT 1000 2(St)","5x2x0,75","ekranowany giętki kabel sterowniczy i zasilający, 06/1kV","BITNER","KMT",1,16420,"PLN",0.23,null,null,null,null,null,null,null,"n95"]
[864,null,"STEROWNICZE","BS0648","0159090007258296240BS0648","BiT 1000 2(St)","6x2x0,75","ekranowany giętki kabel sterowniczy i zasilający, 06/1kV","BITNER","KMT",1,18910,"PLN",0.23,null,null,null,null,null,null,null,"n95"]
[865,null,"STEROWNICZE","BS0649","0159090007258296240BS0649","BiT 1000 2(St)","7x2x0,75","ekranowany giętki kabel sterowniczy i zasilający, 06/1kV","BITNER","KMT",1,21880,"PLN",0.23,null,null,null,null,null,null,null,"n95"]
[866,null,"STEROWNICZE","BS0650","0159090007258296240BS0650","BiT 1000 2(St)","8x2x0,75","ekranowany giętki kabel sterowniczy i zasilający, 06/1kV","BITNER","KMT",1,24360,"PLN",0.23,null,null,null,null,null,null,null,"n95"]
[867,null,"STEROWNICZE","BS0651","0159090007258296240BS0651","BiT 1000 2(St)","10x2x0,75","ekranowany giętki kabel sterowniczy i zasilający, 06/1kV","BITNER","KMT",1,29840,"PLN",0.23,null,null,null,null,null,null,null,"n95"]
[868,null,"STEROWNICZE","BS0652","0159090007258296240BS0652","BiT 1000 2(St)","12x2x0,75","ekranowany giętki kabel sterowniczy i zasilający, 06/1kV","BITNER","KMT",1,35330,"PLN",0.23,null,null,null,null,null,null,null,"n95"]
[869,null,"STEROWNICZE","BS0653","0159090007258296240BS0653","BiT 1000 2(St)","14x2x0,75","ekranowany giętki kabel sterowniczy i zasilający, 06/1kV","BITNER","KMT",1,40990,"PLN",0.23,null,null,null,null,null,null,null,"n95"]
[870,null,"STEROWNICZE","BS0654","0159090007258296240BS0654","BiT 1000 2(St)","16x2x0,75","ekranowany giętki kabel sterowniczy i zasilający, 06/1kV","BITNER","KMT",1,46800,"PLN",0.23,null,null,null,null,null,null,null,"n95"]
[871,null,"STEROWNICZE","BS0655","0159090007258296240BS0655","BiT 1000 2(St)","18x2x0,75","ekranowany giętki kabel sterowniczy i zasilający, 06/1kV","BITNER","KMT",1,51990,"PLN",0.23,null,null,null,null,null,null,null,"n95"]
[872,null,"STEROWNICZE","BS0656","0159090007258296240BS0656","BiT 1000 2(St)","20x2x0,75","ekranowany giętki kabel sterowniczy i zasilający, 06/1kV","BITNER","KMT",1,57610,"PLN",0.23,null,null,null,null,null,null,null,"n95"]
[873,null,"STEROWNICZE","BS0657","0159090007258296240BS0657","BiT 1000 2(St)","24x2x0,75","ekranowany giętki kabel sterowniczy i zasilający, 06/1kV","BITNER","KMT",1,68300,"PLN",0.23,null,null,null,null,null,null,null,"n95"]
[874,null,"STEROWNICZE","BS0658","0159090007258296240BS0658","BiT 1000 2(St)","2x2x1","ekranowany giętki kabel sterowniczy i zasilający, 06/1kV","BITNER","KMT",1,10310,"PLN",0.23,null,null,null,null,null,null,null,"n95"]
[875,null,"STEROWNICZE","BS0659","0159090007258296240BS0659","BiT 1000 2(St)","3x2x1","ekranowany giętki kabel sterowniczy i zasilający, 06/1kV","BITNER","KMT",1,13560,"PLN",0.23,null,null,null,null,null,null,null,"n95"]
[876,null,"STEROWNICZE","BS0660","0159090007258296240BS0660","BiT 1000 2(St)","4x2x1","ekranowany giętki kabel sterowniczy i zasilający, 06/1kV","BITNER","KMT",1,17280,"PLN",0.23,null,null,null,null,null,null,null,"n95"]
[877,null,"STEROWNICZE","BS0661","0159090007258296240BS0661","BiT 1000 2(St)","5x2x1","ekranowany giętki kabel sterowniczy i zasilający, 06/1kV","BITNER","KMT",1,21220,"PLN",0.23,null,null,null,null,null,null,null,"n95"]
[878,null,"STEROWNICZE","BS0662","0159090007258296240BS0662","BiT 1000 2(St)","6x2x1","ekranowany giętki kabel sterowniczy i zasilający, 06/1kV","BITNER","KMT",1,24210,"PLN",0.23,null,null,null,null,null,null,null,"n95"]
[879,null,"STEROWNICZE","BS0663","0159090007258296240BS0663","BiT 1000 2(St)","7x2x1","ekranowany giętki kabel sterowniczy i zasilający, 06/1kV","BITNER","KMT",1,28110,"PLN",0.23,null,null,null,null,null,null,null,"n95"]
[880,null,"STEROWNICZE","BS0664","0159090007258296240BS0664","BiT 1000 2(St)","8x2x1","ekranowany giętki kabel sterowniczy i zasilający, 06/1kV","BITNER","KMT",1,31740,"PLN",0.23,null,null,null,null,null,null,null,"n95"]
[881,null,"STEROWNICZE","BS0665","0159090007258296240BS0665","BiT 1000 2(St)","10x2x1","ekranowany giętki kabel sterowniczy i zasilający, 06/1kV","BITNER","KMT",1,38860,"PLN",0.23,null,null,null,null,null,null,null,"n95"]
[882,null,"STEROWNICZE","BS0666","0159090007258296240BS0666","BiT 1000 2(St)","12x2x1","ekranowany giętki kabel sterowniczy i zasilający, 06/1kV","BITNER","KMT",1,46150,"PLN",0.23,null,null,null,null,null,null,null,"n95"]
[883,null,"STEROWNICZE","BS0667","0159090007258296240BS0667","BiT 1000 2(St)","14x2x1","ekranowany giętki kabel sterowniczy i zasilający, 06/1kV","BITNER","KMT",1,53480,"PLN",0.23,null,null,null,null,null,null,null,"n95"]
[884,null,"STEROWNICZE","BS0668","0159090007258296240BS0668","BiT 1000 2(St)","16x2x1","ekranowany giętki kabel sterowniczy i zasilający, 06/1kV","BITNER","KMT",1,61470,"PLN",0.23,null,null,null,null,null,null,null,"n95"]
[885,null,"STEROWNICZE","BS0669","0159090007258296240BS0669","BiT 1000 2(St)","18x2x1","ekranowany giętki kabel sterowniczy i zasilający, 06/1kV","BITNER","KMT",1,68140,"PLN",0.23,null,null,null,null,null,null,null,"n95"]
[886,null,"STEROWNICZE","BS0670","0159090007258296240BS0670","BiT 1000 2(St)","20x2x1","ekranowany giętki kabel sterowniczy i zasilający, 06/1kV","BITNER","KMT",1,75280,"PLN",0.23,null,null,null,null,null,null,null,"n95"]
[887,null,"STEROWNICZE","BS0671","0159090007258296240BS0671","BiT 1000 2(St)","24x2x1","ekranowany giętki kabel sterowniczy i zasilający, 06/1kV","BITNER","KMT",1,89420,"PLN",0.23,null,null,null,null,null,null,null,"n95"]
[888,null,"STEROWNICZE","BS0672","0159090007258296240BS0672","BiT 1000 2(St)","2x2x1,5","ekranowany giętki kabel sterowniczy i zasilający, 06/1kV","BITNER","KMT",1,12590,"PLN",0.23,null,null,null,null,null,null,null,"n95"]
[889,null,"STEROWNICZE","BS0673","0159090007258296240BS0673","BiT 1000 2(St)","3x2x1,5","ekranowany giętki kabel sterowniczy i zasilający, 06/1kV","BITNER","KMT",1,16940,"PLN",0.23,null,null,null,null,null,null,null,"n95"]
[890,null,"STEROWNICZE","BS0674","0159090007258296240BS0674","BiT 1000 2(St)","4x2x1,5","ekranowany giętki kabel sterowniczy i zasilający, 06/1kV","BITNER","KMT",1,21760,"PLN",0.23,null,null,null,null,null,null,null,"n95"]
[891,null,"STEROWNICZE","BS0675","0159090007258296240BS0675","BiT 1000 2(St)","5x2x1,5","ekranowany giętki kabel sterowniczy i zasilający, 06/1kV","BITNER","KMT",1,26650,"PLN",0.23,null,null,null,null,null,null,null,"n95"]
[892,null,"STEROWNICZE","BS0676","0159090007258296240BS0676","BiT 1000 2(St)","6x2x1,5","ekranowany giętki kabel sterowniczy i zasilający, 06/1kV","BITNER","KMT",1,30890,"PLN",0.23,null,null,null,null,null,null,null,"n95"]
[893,null,"STEROWNICZE","BS0677","0159090007258296240BS0677","BiT 1000 2(St)","7x2x1,5","ekranowany giętki kabel sterowniczy i zasilający, 06/1kV","BITNER","KMT",1,35800,"PLN",0.23,null,null,null,null,null,null,null,"n95"]
[894,null,"STEROWNICZE","BS0678","0159090007258296240BS0678","BiT 1000 2(St)","8x2x1,5","ekranowany giętki kabel sterowniczy i zasilający, 06/1kV","BITNER","KMT",1,40440,"PLN",0.23,null,null,null,null,null,null,null,"n95"]
[895,null,"STEROWNICZE","BS0679","0159090007258296240BS0679","BiT 1000 2(St)","10x2x1,5","ekranowany giętki kabel sterowniczy i zasilający, 06/1kV","BITNER","KMT",1,49970,"PLN",0.23,null,null,null,null,null,null,null,"n95"]
[896,null,"STEROWNICZE","BS0680","0159090007258296240BS0680","BiT 1000 2(St)","12x2x1,5","ekranowany giętki kabel sterowniczy i zasilający, 06/1kV","BITNER","KMT",1,59460,"PLN",0.23,null,null,null,null,null,null,null,"n95"]
[897,null,"STEROWNICZE","BS0681","0159090007258296240BS0681","BiT 1000 2(St)","14x2x1,5","ekranowany giętki kabel sterowniczy i zasilający, 06/1kV","BITNER","KMT",1,69050,"PLN",0.23,null,null,null,null,null,null,null,"n95"]
[898,null,"STEROWNICZE","BS0682","0159090007258296240BS0682","BiT 1000 2(St)","16x2x1,5","ekranowany giętki kabel sterowniczy i zasilający, 06/1kV","BITNER","KMT",1,79130,"PLN",0.23,null,null,null,null,null,null,null,"n95"]
[899,null,"STEROWNICZE","BS0683","0159090007258296240BS0683","BiT 1000 2(St)","18x2x1,5","ekranowany giętki kabel sterowniczy i zasilający, 06/1kV","BITNER","KMT",1,88080,"PLN",0.23,null,null,null,null,null,null,null,"n95"]
[900,null,"STEROWNICZE","BS0684","0159090007258296240BS0684","BiT 1000 2(St)","20x2x1,5","ekranowany giętki kabel sterowniczy i zasilający, 06/1kV","BITNER","KMT",1,97380,"PLN",0.23,null,null,null,null,null,null,null,"n95"]
[901,null,"STEROWNICZE","BS0685","0159090007258296240BS0685","BiT 1000 2(St)","24x2x1,5","ekranowany giętki kabel sterowniczy i zasilający, 06/1kV","BITNER","KMT",1,114300,"PLN",0.23,null,null,null,null,null,null,null,"n95"]
[902,null,"STEROWNICZE","BS0687","0159090007258296240BS0687","BiT 1000 2(St)","2x2x2,5","ekranowany giętki kabel sterowniczy i zasilający, 06/1kV","BITNER","KMT",1,17490,"PLN",0.23,null,null,null,null,null,null,null,"n95"]
[903,null,"STEROWNICZE","BS0688","0159090007258296240BS0688","BiT 1000 2(St)","3x2x2,5","ekranowany giętki kabel sterowniczy i zasilający, 06/1kV","BITNER","KMT",1,23720,"PLN",0.23,null,null,null,null,null,null,null,"n95"]
[904,null,"STEROWNICZE","BS0689","0159090007258296240BS0689","BiT 1000 2(St)","4x2x2,5","ekranowany giętki kabel sterowniczy i zasilający, 06/1kV","BITNER","KMT",1,30740,"PLN",0.23,null,null,null,null,null,null,null,"n95"]
[905,null,"STEROWNICZE","BS0690","0159090007258296240BS0690","BiT 1000 2(St)","5x2x2,5","ekranowany giętki kabel sterowniczy i zasilający, 06/1kV","BITNER","KMT",1,38320,"PLN",0.23,null,null,null,null,null,null,null,"n95"]
[906,null,"STEROWNICZE","BS0691","0159090007258296240BS0691","BiT 1000 2(St)","6x2x2,5","ekranowany giętki kabel sterowniczy i zasilający, 06/1kV","BITNER","KMT",1,44670,"PLN",0.23,null,null,null,null,null,null,null,"n95"]
[907,null,"STEROWNICZE","BS0692","0159090007258296240BS0692","BiT 1000 2(St)","7x2x2,5","ekranowany giętki kabel sterowniczy i zasilający, 06/1kV","BITNER","KMT",1,52060,"PLN",0.23,null,null,null,null,null,null,null,"n95"]
[908,null,"STEROWNICZE","BS0693","0159090007258296240BS0693","BiT 1000 2(St)","8x2x2,5","ekranowany giętki kabel sterowniczy i zasilający, 06/1kV","BITNER","KMT",1,59040,"PLN",0.23,null,null,null,null,null,null,null,"n95"]
[909,null,"STEROWNICZE","BS0694","0159090007258296240BS0694","BiT 1000 2(St)","10x2x2,5","ekranowany giętki kabel sterowniczy i zasilający, 06/1kV","BITNER","KMT",1,73140,"PLN",0.23,null,null,null,null,null,null,null,"n95"]
[910,null,"STEROWNICZE","BS0695","0159090007258296240BS0695","BiT 1000 2(St)","12x2x2,5","ekranowany giętki kabel sterowniczy i zasilający, 06/1kV","BITNER","KMT",1,87270,"PLN",0.23,null,null,null,null,null,null,null,"n95"]
[911,null,"STEROWNICZE","BS0696","0159090007258296240BS0696","BiT 1000 2(St)","14x2x2,5","ekranowany giętki kabel sterowniczy i zasilający, 06/1kV","BITNER","KMT",1,101180,"PLN",0.23,null,null,null,null,null,null,null,"n95"]
[912,null,"STEROWNICZE","BS0697","0159090007258296240BS0697","BiT 1000 2(St)","16x2x2,5","ekranowany giętki kabel sterowniczy i zasilający, 06/1kV","BITNER","KMT",1,115980,"PLN",0.23,null,null,null,null,null,null,null,"n95"]
[913,null,"STEROWNICZE","BS1160","0159090007258296240BS1160","BiT 1000 2(St) FR","2x2x0,5","uniepalniony, podwójnie ekranowany giętki kabel sterowniczy, 0,6/1kV","BITNER","KMT",1,7220,"PLN",0.23,null,null,null,null,null,null,null,"n95"]
[914,null,"STEROWNICZE","BS1161","0159090007258296240BS1161","BiT 1000 2(St) FR","3x2x0,5","uniepalniony, podwójnie ekranowany giętki kabel sterowniczy, 0,6/1kV","BITNER","KMT",1,9730,"PLN",0.23,null,null,null,null,null,null,null,"n95"]
[915,null,"STEROWNICZE","BS1162","0159090007258296240BS1162","BiT 1000 2(St) FR","4x2x0,5","uniepalniony, podwójnie ekranowany giętki kabel sterowniczy, 0,6/1kV","BITNER","KMT",1,12280,"PLN",0.23,null,null,null,null,null,null,null,"n95"]
[916,null,"STEROWNICZE","BS1163","0159090007258296240BS1163","BiT 1000 2(St) FR","5x2x0,5","uniepalniony, podwójnie ekranowany giętki kabel sterowniczy, 0,6/1kV","BITNER","KMT",1,14940,"PLN",0.23,null,null,null,null,null,null,null,"n95"]
[917,null,"STEROWNICZE","BS1164","0159090007258296240BS1164","BiT 1000 2(St) FR","6x2x0,5","uniepalniony, podwójnie ekranowany giętki kabel sterowniczy, 0,6/1kV","BITNER","KMT",1,17080,"PLN",0.23,null,null,null,null,null,null,null,"n95"]
[918,null,"STEROWNICZE","BS1165","0159090007258296240BS1165","BiT 1000 2(St) FR","7x2x0,5","uniepalniony, podwójnie ekranowany giętki kabel sterowniczy, 0,6/1kV","BITNER","KMT",1,19680,"PLN",0.23,null,null,null,null,null,null,null,"n95"]
[919,null,"STEROWNICZE","BS1166","0159090007258296240BS1166","BiT 1000 2(St) FR","8x2x0,5","uniepalniony, podwójnie ekranowany giętki kabel sterowniczy, 0,6/1kV","BITNER","KMT",1,22140,"PLN",0.23,null,null,null,null,null,null,null,"n95"]
[920,null,"STEROWNICZE","BS1167","0159090007258296240BS1167","BiT 1000 2(St) FR","10x2x0,5","uniepalniony, podwójnie ekranowany giętki kabel sterowniczy, 0,6/1kV","BITNER","KMT",1,26190,"PLN",0.23,null,null,null,null,null,null,null,"n95"]
[921,null,"STEROWNICZE","BS1168","0159090007258296240BS1168","BiT 1000 2(St) FR","12x2x0,5","uniepalniony, podwójnie ekranowany giętki kabel sterowniczy, 0,6/1kV","BITNER","KMT",1,30930,"PLN",0.23,null,null,null,null,null,null,null,"n95"]
[922,null,"STEROWNICZE","BS1169","0159090007258296240BS1169","BiT 1000 2(St) FR","14x2x0,5","uniepalniony, podwójnie ekranowany giętki kabel sterowniczy, 0,6/1kV","BITNER","KMT",1,35660,"PLN",0.23,null,null,null,null,null,null,null,"n95"]
[923,null,"STEROWNICZE","BS1170","0159090007258296240BS1170","BiT 1000 2(St) FR","16x2x0,5","uniepalniony, podwójnie ekranowany giętki kabel sterowniczy, 0,6/1kV","BITNER","KMT",1,40890,"PLN",0.23,null,null,null,null,null,null,null,"n95"]
[924,null,"STEROWNICZE","BS1171","0159090007258296240BS1171","BiT 1000 2(St) FR","18x2x0,5","uniepalniony, podwójnie ekranowany giętki kabel sterowniczy, 0,6/1kV","BITNER","KMT",1,45340,"PLN",0.23,null,null,null,null,null,null,null,"n95"]
[925,null,"STEROWNICZE","BS1172","0159090007258296240BS1172","BiT 1000 2(St) FR","20x2x0,5","uniepalniony, podwójnie ekranowany giętki kabel sterowniczy, 0,6/1kV","BITNER","KMT",1,50000,"PLN",0.23,null,null,null,null,null,null,null,"n95"]
[926,null,"STEROWNICZE","BS1173","0159090007258296240BS1173","BiT 1000 2(St) FR","24x2x0,5","uniepalniony, podwójnie ekranowany giętki kabel sterowniczy, 0,6/1kV","BITNER","KMT",1,59180,"PLN",0.23,null,null,null,null,null,null,null,"n95"]
[927,null,"STEROWNICZE","BS1174","0159090007258296240BS1174","BiT 1000 2(St) FR","2x2x0,75","uniepalniony, podwójnie ekranowany giętki kabel sterowniczy, 0,6/1kV","BITNER","KMT",1,8950,"PLN",0.23,null,null,null,null,null,null,null,"n95"]
[928,null,"STEROWNICZE","BS1175","0159090007258296240BS1175","BiT 1000 2(St) FR","3x2x0,75","uniepalniony, podwójnie ekranowany giętki kabel sterowniczy, 0,6/1kV","BITNER","KMT",1,11880,"PLN",0.23,null,null,null,null,null,null,null,"n95"]
[929,null,"STEROWNICZE","BS1176","0159090007258296240BS1176","BiT 1000 2(St) FR","4x2x0,75","uniepalniony, podwójnie ekranowany giętki kabel sterowniczy, 0,6/1kV","BITNER","KMT",1,14910,"PLN",0.23,null,null,null,null,null,null,null,"n95"]
[930,null,"STEROWNICZE","BS1177","0159090007258296240BS1177","BiT 1000 2(St) FR","5x2x0,75","uniepalniony, podwójnie ekranowany giętki kabel sterowniczy, 0,6/1kV","BITNER","KMT",1,18390,"PLN",0.23,null,null,null,null,null,null,null,"n95"]
[931,null,"STEROWNICZE","BS1178","0159090007258296240BS1178","BiT 1000 2(St) FR","6x2x0,75","uniepalniony, podwójnie ekranowany giętki kabel sterowniczy, 0,6/1kV","BITNER","KMT",1,21180,"PLN",0.23,null,null,null,null,null,null,null,"n95"]
[932,null,"STEROWNICZE","BS1179","0159090007258296240BS1179","BiT 1000 2(St) FR","7x2x0,75","uniepalniony, podwójnie ekranowany giętki kabel sterowniczy, 0,6/1kV","BITNER","KMT",1,24510,"PLN",0.23,null,null,null,null,null,null,null,"n95"]
[933,null,"STEROWNICZE","BS1180","0159090007258296240BS1180","BiT 1000 2(St) FR","8x2x0,75","uniepalniony, podwójnie ekranowany giętki kabel sterowniczy, 0,6/1kV","BITNER","KMT",1,26800,"PLN",0.23,null,null,null,null,null,null,null,"n95"]
[934,null,"STEROWNICZE","BS1181","0159090007258296240BS1181","BiT 1000 2(St) FR","10x2x0,75","uniepalniony, podwójnie ekranowany giętki kabel sterowniczy, 0,6/1kV","BITNER","KMT",1,32820,"PLN",0.23,null,null,null,null,null,null,null,"n95"]
[935,null,"STEROWNICZE","BS1182","0159090007258296240BS1182","BiT 1000 2(St) FR","12x2x0,75","uniepalniony, podwójnie ekranowany giętki kabel sterowniczy, 0,6/1kV","BITNER","KMT",1,38860,"PLN",0.23,null,null,null,null,null,null,null,"n95"]
[936,null,"STEROWNICZE","BS1183","0159090007258296240BS1183","BiT 1000 2(St) FR","14x2x0,75","uniepalniony, podwójnie ekranowany giętki kabel sterowniczy, 0,6/1kV","BITNER","KMT",1,45090,"PLN",0.23,null,null,null,null,null,null,null,"n95"]
[937,null,"STEROWNICZE","BS1184","0159090007258296240BS1184","BiT 1000 2(St) FR","16x2x0,75","uniepalniony, podwójnie ekranowany giętki kabel sterowniczy, 0,6/1kV","BITNER","KMT",1,51480,"PLN",0.23,null,null,null,null,null,null,null,"n95"]
[938,null,"STEROWNICZE","BS1185","0159090007258296240BS1185","BiT 1000 2(St) FR","18x2x0,75","uniepalniony, podwójnie ekranowany giętki kabel sterowniczy, 0,6/1kV","BITNER","KMT",1,57190,"PLN",0.23,null,null,null,null,null,null,null,"n95"]
[939,null,"STEROWNICZE","BS1186","0159090007258296240BS1186","BiT 1000 2(St) FR","20x2x0,75","uniepalniony, podwójnie ekranowany giętki kabel sterowniczy, 0,6/1kV","BITNER","KMT",1,63370,"PLN",0.23,null,null,null,null,null,null,null,"n95"]
[940,null,"STEROWNICZE","BS1187","0159090007258296240BS1187","BiT 1000 2(St) FR","24x2x0,75","uniepalniony, podwójnie ekranowany giętki kabel sterowniczy, 0,6/1kV","BITNER","KMT",1,75130,"PLN",0.23,null,null,null,null,null,null,null,"n95"]
[941,null,"STEROWNICZE","BS1188","0159090007258296240BS1188","BiT 1000 2(St) FR","2x2x1","uniepalniony, podwójnie ekranowany giętki kabel sterowniczy, 0,6/1kV","BITNER","KMT",1,11550,"PLN",0.23,null,null,null,null,null,null,null,"n95"]
[942,null,"STEROWNICZE","BS1189","0159090007258296240BS1189","BiT 1000 2(St) FR","3x2x1","uniepalniony, podwójnie ekranowany giętki kabel sterowniczy, 0,6/1kV","BITNER","KMT",1,15190,"PLN",0.23,null,null,null,null,null,null,null,"n95"]
[943,null,"STEROWNICZE","BS1190","0159090007258296240BS1190","BiT 1000 2(St) FR","4x2x1","uniepalniony, podwójnie ekranowany giętki kabel sterowniczy, 0,6/1kV","BITNER","KMT",1,19350,"PLN",0.23,null,null,null,null,null,null,null,"n95"]
[944,null,"STEROWNICZE","BS1191","0159090007258296240BS1191","BiT 1000 2(St) FR","5x2x1","uniepalniony, podwójnie ekranowany giętki kabel sterowniczy, 0,6/1kV","BITNER","KMT",1,23770,"PLN",0.23,null,null,null,null,null,null,null,"n95"]
[945,null,"STEROWNICZE","BS1192","0159090007258296240BS1192","BiT 1000 2(St) FR","6x2x1","uniepalniony, podwójnie ekranowany giętki kabel sterowniczy, 0,6/1kV","BITNER","KMT",1,26630,"PLN",0.23,null,null,null,null,null,null,null,"n95"]
[946,null,"STEROWNICZE","BS1193","0159090007258296240BS1193","BiT 1000 2(St) FR","7x2x1","uniepalniony, podwójnie ekranowany giętki kabel sterowniczy, 0,6/1kV","BITNER","KMT",1,30920,"PLN",0.23,null,null,null,null,null,null,null,"n95"]
[947,null,"STEROWNICZE","BS1194","0159090007258296240BS1194","BiT 1000 2(St) FR","8x2x1","uniepalniony, podwójnie ekranowany giętki kabel sterowniczy, 0,6/1kV","BITNER","KMT",1,34910,"PLN",0.23,null,null,null,null,null,null,null,"n95"]
[948,null,"STEROWNICZE","BS1195","0159090007258296240BS1195","BiT 1000 2(St) FR","10x2x1","uniepalniony, podwójnie ekranowany giętki kabel sterowniczy, 0,6/1kV","BITNER","KMT",1,42750,"PLN",0.23,null,null,null,null,null,null,null,"n95"]
[949,null,"STEROWNICZE","BS1196","0159090007258296240BS1196","BiT 1000 2(St) FR","12x2x1","uniepalniony, podwójnie ekranowany giętki kabel sterowniczy, 0,6/1kV","BITNER","KMT",1,50770,"PLN",0.23,null,null,null,null,null,null,null,"n95"]
[950,null,"STEROWNICZE","BS1197","0159090007258296240BS1197","BiT 1000 2(St) FR","14x2x1","uniepalniony, podwójnie ekranowany giętki kabel sterowniczy, 0,6/1kV","BITNER","KMT",1,58830,"PLN",0.23,null,null,null,null,null,null,null,"n95"]
[951,null,"STEROWNICZE","BS1198","0159090007258296240BS1198","BiT 1000 2(St) FR","16x2x1","uniepalniony, podwójnie ekranowany giętki kabel sterowniczy, 0,6/1kV","BITNER","KMT",1,67620,"PLN",0.23,null,null,null,null,null,null,null,"n95"]
[952,null,"STEROWNICZE","BS1199","0159090007258296240BS1199","BiT 1000 2(St) FR","18x2x1","uniepalniony, podwójnie ekranowany giętki kabel sterowniczy, 0,6/1kV","BITNER","KMT",1,74950,"PLN",0.23,null,null,null,null,null,null,null,"n95"]
[953,null,"STEROWNICZE","BS1200","0159090007258296240BS1200","BiT 1000 2(St) FR","20x2x1","uniepalniony, podwójnie ekranowany giętki kabel sterowniczy, 0,6/1kV","BITNER","KMT",1,82810,"PLN",0.23,null,null,null,null,null,null,null,"n95"]
[954,null,"STEROWNICZE","BS1201","0159090007258296240BS1201","BiT 1000 2(St) FR","24x2x1","uniepalniony, podwójnie ekranowany giętki kabel sterowniczy, 0,6/1kV","BITNER","KMT",1,98360,"PLN",0.23,null,null,null,null,null,null,null,"n95"]
[955,null,"STEROWNICZE","BS1202","0159090007258296240BS1202","BiT 1000 2(St) FR","2x2x1,5","uniepalniony, podwójnie ekranowany giętki kabel sterowniczy, 0,6/1kV","BITNER","KMT",1,14100,"PLN",0.23,null,null,null,null,null,null,null,"n95"]
[956,null,"STEROWNICZE","BS1203","0159090007258296240BS1203","BiT 1000 2(St) FR","3x2x1,5","uniepalniony, podwójnie ekranowany giętki kabel sterowniczy, 0,6/1kV","BITNER","KMT",1,18970,"PLN",0.23,null,null,null,null,null,null,null,"n95"]
[957,null,"STEROWNICZE","BS1204","0159090007258296240BS1204","BiT 1000 2(St) FR","4x2x1,5","uniepalniony, podwójnie ekranowany giętki kabel sterowniczy, 0,6/1kV","BITNER","KMT",1,24370,"PLN",0.23,null,null,null,null,null,null,null,"n95"]
[958,null,"STEROWNICZE","BS1205","0159090007258296240BS1205","BiT 1000 2(St) FR","5x2x1,5","uniepalniony, podwójnie ekranowany giętki kabel sterowniczy, 0,6/1kV","BITNER","KMT",1,29320,"PLN",0.23,null,null,null,null,null,null,null,"n95"]
[959,null,"STEROWNICZE","BS1206","0159090007258296240BS1206","BiT 1000 2(St) FR","6x2x1,5","uniepalniony, podwójnie ekranowany giętki kabel sterowniczy, 0,6/1kV","BITNER","KMT",1,33980,"PLN",0.23,null,null,null,null,null,null,null,"n95"]
[960,null,"STEROWNICZE","BS1207","0159090007258296240BS1207","BiT 1000 2(St) FR","7x2x1,5","uniepalniony, podwójnie ekranowany giętki kabel sterowniczy, 0,6/1kV","BITNER","KMT",1,39380,"PLN",0.23,null,null,null,null,null,null,null,"n95"]
[961,null,"STEROWNICZE","BS1208","0159090007258296240BS1208","BiT 1000 2(St) FR","8x2x1,5","uniepalniony, podwójnie ekranowany giętki kabel sterowniczy, 0,6/1kV","BITNER","KMT",1,44480,"PLN",0.23,null,null,null,null,null,null,null,"n95"]
[962,null,"STEROWNICZE","BS1209","0159090007258296240BS1209","BiT 1000 2(St) FR","10x2x1,5","uniepalniony, podwójnie ekranowany giętki kabel sterowniczy, 0,6/1kV","BITNER","KMT",1,54970,"PLN",0.23,null,null,null,null,null,null,null,"n95"]
[963,null,"STEROWNICZE","BS1210","0159090007258296240BS1210","BiT 1000 2(St) FR","12x2x1,5","uniepalniony, podwójnie ekranowany giętki kabel sterowniczy, 0,6/1kV","BITNER","KMT",1,65410,"PLN",0.23,null,null,null,null,null,null,null,"n95"]
[964,null,"STEROWNICZE","BS1211","0159090007258296240BS1211","BiT 1000 2(St) FR","14x2x1,5","uniepalniony, podwójnie ekranowany giętki kabel sterowniczy, 0,6/1kV","BITNER","KMT",1,75960,"PLN",0.23,null,null,null,null,null,null,null,"n95"]
[965,null,"STEROWNICZE","BS1212","0159090007258296240BS1212","BiT 1000 2(St) FR","16x2x1,5","uniepalniony, podwójnie ekranowany giętki kabel sterowniczy, 0,6/1kV","BITNER","KMT",1,87040,"PLN",0.23,null,null,null,null,null,null,null,"n95"]
[966,null,"STEROWNICZE","BS1213","0159090007258296240BS1213","BiT 1000 2(St) FR","18x2x1,5","uniepalniony, podwójnie ekranowany giętki kabel sterowniczy, 0,6/1kV","BITNER","KMT",1,96890,"PLN",0.23,null,null,null,null,null,null,null,"n95"]
[967,null,"STEROWNICZE","BS1214","0159090007258296240BS1214","BiT 1000 2(St) FR","20x2x1,5","uniepalniony, podwójnie ekranowany giętki kabel sterowniczy, 0,6/1kV","BITNER","KMT",1,107120,"PLN",0.23,null,null,null,null,null,null,null,"n95"]
[968,null,"STEROWNICZE","BS1215","0159090007258296240BS1215","BiT 1000 2(St) FR","24x2x1,5","uniepalniony, podwójnie ekranowany giętki kabel sterowniczy, 0,6/1kV","BITNER","KMT",1,125730,"PLN",0.23,null,null,null,null,null,null,null,"n95"]
[969,null,"STEROWNICZE","BS1217","0159090007258296240BS1217","BiT 1000 2(St) FR","2x2x2,5","uniepalniony, podwójnie ekranowany giętki kabel sterowniczy, 0,6/1kV","BITNER","KMT",1,19590,"PLN",0.23,null,null,null,null,null,null,null,"n95"]
[970,null,"STEROWNICZE","BS1218","0159090007258296240BS1218","BiT 1000 2(St) FR","3x2x2,5","uniepalniony, podwójnie ekranowany giętki kabel sterowniczy, 0,6/1kV","BITNER","KMT",1,26090,"PLN",0.23,null,null,null,null,null,null,null,"n95"]
[971,null,"STEROWNICZE","BS1219","0159090007258296240BS1219","BiT 1000 2(St) FR","4x2x2,5","uniepalniony, podwójnie ekranowany giętki kabel sterowniczy, 0,6/1kV","BITNER","KMT",1,33810,"PLN",0.23,null,null,null,null,null,null,null,"n95"]
[972,null,"STEROWNICZE","BS1220","0159090007258296240BS1220","BiT 1000 2(St) FR","5x2x2,5","uniepalniony, podwójnie ekranowany giętki kabel sterowniczy, 0,6/1kV","BITNER","KMT",1,42150,"PLN",0.23,null,null,null,null,null,null,null,"n95"]
[973,null,"STEROWNICZE","BS1221","0159090007258296240BS1221","BiT 1000 2(St) FR","6x2x2,5","uniepalniony, podwójnie ekranowany giętki kabel sterowniczy, 0,6/1kV","BITNER","KMT",1,49140,"PLN",0.23,null,null,null,null,null,null,null,"n95"]
[974,null,"STEROWNICZE","BS1222","0159090007258296240BS1222","BiT 1000 2(St) FR","7x2x2,5","uniepalniony, podwójnie ekranowany giętki kabel sterowniczy, 0,6/1kV","BITNER","KMT",1,57270,"PLN",0.23,null,null,null,null,null,null,null,"n95"]
[975,null,"STEROWNICZE","BS1223","0159090007258296240BS1223","BiT 1000 2(St) FR","8x2x2,5","uniepalniony, podwójnie ekranowany giętki kabel sterowniczy, 0,6/1kV","BITNER","KMT",1,64940,"PLN",0.23,null,null,null,null,null,null,null,"n95"]
[976,null,"STEROWNICZE","BS1224","0159090007258296240BS1224","BiT 1000 2(St) FR","10x2x2,5","uniepalniony, podwójnie ekranowany giętki kabel sterowniczy, 0,6/1kV","BITNER","KMT",1,80450,"PLN",0.23,null,null,null,null,null,null,null,"n95"]
[977,null,"STEROWNICZE","BS1225","0159090007258296240BS1225","BiT 1000 2(St) FR","12x2x2,5","uniepalniony, podwójnie ekranowany giętki kabel sterowniczy, 0,6/1kV","BITNER","KMT",1,96000,"PLN",0.23,null,null,null,null,null,null,null,"n95"]
[978,null,"STEROWNICZE","BS1226","0159090007258296240BS1226","BiT 1000 2(St) FR","14x2x2,5","uniepalniony, podwójnie ekranowany giętki kabel sterowniczy, 0,6/1kV","BITNER","KMT",1,111300,"PLN",0.23,null,null,null,null,null,null,null,"n95"]
[979,null,"STEROWNICZE","BS1227","0159090007258296240BS1227","BiT 1000 2(St) FR","16x2x2,5","uniepalniony, podwójnie ekranowany giętki kabel sterowniczy, 0,6/1kV","BITNER","KMT",1,127580,"PLN",0.23,null,null,null,null,null,null,null,"n95"]
[980,null,"STEROWNICZE","H62010","0159090007258296240H62010","BiT 1000 2(St) H","2x2x0,5",null,"BITNER","KMT",1,8390,"PLN",0.23,null,null,null,null,null,null,null,"n95"]
[981,null,"STEROWNICZE","H62011","0159090007258296240H62011","BiT 1000 2(St) H","3x2x0,5",null,"BITNER","KMT",1,11300,"PLN",0.23,null,null,null,null,null,null,null,"n95"]
[982,null,"STEROWNICZE","H62012","0159090007258296240H62012","BiT 1000 2(St) H","4x2x0,5",null,"BITNER","KMT",1,14250,"PLN",0.23,null,null,null,null,null,null,null,"n95"]
[983,null,"STEROWNICZE","H62013","0159090007258296240H62013","BiT 1000 2(St) H","5x2x0,5",null,"BITNER","KMT",1,16540,"PLN",0.23,null,null,null,null,null,null,null,"n95"]
[984,null,"STEROWNICZE","H62014","0159090007258296240H62014","BiT 1000 2(St) H","6x2x0,5",null,"BITNER","KMT",1,18910,"PLN",0.23,null,null,null,null,null,null,null,"n95"]
[985,null,"STEROWNICZE","H62015","0159090007258296240H62015","BiT 1000 2(St) H","7x2x0,5",null,"BITNER","KMT",1,21790,"PLN",0.23,null,null,null,null,null,null,null,"n95"]
[986,null,"STEROWNICZE","H62016","0159090007258296240H62016","BiT 1000 2(St) H","8x2x0,5",null,"BITNER","KMT",1,24510,"PLN",0.23,null,null,null,null,null,null,null,"n95"]
[987,null,"STEROWNICZE","H62017","0159090007258296240H62017","BiT 1000 2(St) H","10x2x0,5",null,"BITNER","KMT",1,28570,"PLN",0.23,null,null,null,null,null,null,null,"n95"]
[988,null,"STEROWNICZE","H62018","0159090007258296240H62018","BiT 1000 2(St) H","12x2x0,5",null,"BITNER","KMT",1,33740,"PLN",0.23,null,null,null,null,null,null,null,"n95"]
[989,null,"STEROWNICZE","H62019","0159090007258296240H62019","BiT 1000 2(St) H","14x2x0,5",null,"BITNER","KMT",1,38900,"PLN",0.23,null,null,null,null,null,null,null,"n95"]
[990,null,"STEROWNICZE","H62020","0159090007258296240H62020","BiT 1000 2(St) H","16x2x0,5",null,"BITNER","KMT",1,44600,"PLN",0.23,null,null,null,null,null,null,null,"n95"]
[991,null,"STEROWNICZE","H62021","0159090007258296240H62021","BiT 1000 2(St) H","18x2x0,5",null,"BITNER","KMT",1,49460,"PLN",0.23,null,null,null,null,null,null,null,"n95"]
[992,null,"STEROWNICZE","H62022","0159090007258296240H62022","BiT 1000 2(St) H","20x2x0,5",null,"BITNER","KMT",1,54540,"PLN",0.23,null,null,null,null,null,null,null,"n95"]
[993,null,"STEROWNICZE","H62023","0159090007258296240H62023","BiT 1000 2(St) H","24x2x0,5",null,"BITNER","KMT",1,64560,"PLN",0.23,null,null,null,null,null,null,null,"n95"]
[994,null,"STEROWNICZE","H62024","0159090007258296240H62024","BiT 1000 2(St) H","2x2x0,75",null,"BITNER","KMT",1,10390,"PLN",0.23,null,null,null,null,null,null,null,"n95"]
[995,null,"STEROWNICZE","H62025","0159090007258296240H62025","BiT 1000 2(St) H","3x2x0,75",null,"BITNER","KMT",1,13790,"PLN",0.23,null,null,null,null,null,null,null,"n95"]
[996,null,"STEROWNICZE","H62026","0159090007258296240H62026","BiT 1000 2(St) H","4x2x0,75",null,"BITNER","KMT",1,16500,"PLN",0.23,null,null,null,null,null,null,null,"n95"]
[997,null,"STEROWNICZE","H62027","0159090007258296240H62027","BiT 1000 2(St) H","5x2x0,75",null,"BITNER","KMT",1,20360,"PLN",0.23,null,null,null,null,null,null,null,"n95"]
[998,null,"STEROWNICZE","H62028","0159090007258296240H62028","BiT 1000 2(St) H","6x2x0,75",null,"BITNER","KMT",1,23450,"PLN",0.23,null,null,null,null,null,null,null,"n95"]
[999,null,"STEROWNICZE","H62029","0159090007258296240H62029","BiT 1000 2(St) H","7x2x0,75",null,"BITNER","KMT",1,27130,"PLN",0.23,null,null,null,null,null,null,null,"n95"]
[1000,null,"STEROWNICZE","H62030","0159090007258296240H62030","BiT 1000 2(St) H","8x2x0,75",null,"BITNER","KMT",1,29230,"PLN",0.23,null,null,null,null,null,null,null,"n95"]
[1001,null,"STEROWNICZE","H62031","0159090007258296240H62031","BiT 1000 2(St) H","10x2x0,75",null,"BITNER","KMT",1,35810,"PLN",0.23,null,null,null,null,null,null,null,"n95"]
[1002,null,"STEROWNICZE","H62032","0159090007258296240H62032","BiT 1000 2(St) H","12x2x0,75",null,"BITNER","KMT",1,42400,"PLN",0.23,null,null,null,null,null,null,null,"n95"]
[1003,null,"STEROWNICZE","H62033","0159090007258296240H62033","BiT 1000 2(St) H","14x2x0,75",null,"BITNER","KMT",1,49190,"PLN",0.23,null,null,null,null,null,null,null,"n95"]
[1004,null,"STEROWNICZE","H62034","0159090007258296240H62034","BiT 1000 2(St) H","16x2x0,75",null,"BITNER","KMT",1,56160,"PLN",0.23,null,null,null,null,null,null,null,"n95"]
[1005,null,"STEROWNICZE","H62035","0159090007258296240H62035","BiT 1000 2(St) H","18x2x0,75",null,"BITNER","KMT",1,62390,"PLN",0.23,null,null,null,null,null,null,null,"n95"]
[1006,null,"STEROWNICZE","H62036","0159090007258296240H62036","BiT 1000 2(St) H","20x2x0,75",null,"BITNER","KMT",1,69130,"PLN",0.23,null,null,null,null,null,null,null,"n95"]
[1007,null,"STEROWNICZE","H62037","0159090007258296240H62037","BiT 1000 2(St) H","24x2x0,75",null,"BITNER","KMT",1,81960,"PLN",0.23,null,null,null,null,null,null,null,"n95"]
[1008,null,"STEROWNICZE","H62038","0159090007258296240H62038","BiT 1000 2(St) H","2x2x1",null,"BITNER","KMT",1,13400,"PLN",0.23,null,null,null,null,null,null,null,"n95"]
[1009,null,"STEROWNICZE","H62039","0159090007258296240H62039","BiT 1000 2(St) H","3x2x1",null,"BITNER","KMT",1,16810,"PLN",0.23,null,null,null,null,null,null,null,"n95"]
[1010,null,"STEROWNICZE","H62040","0159090007258296240H62040","BiT 1000 2(St) H","4x2x1",null,"BITNER","KMT",1,21430,"PLN",0.23,null,null,null,null,null,null,null,"n95"]
[1011,null,"STEROWNICZE","H62041","0159090007258296240H62041","BiT 1000 2(St) H","5x2x1",null,"BITNER","KMT",1,26310,"PLN",0.23,null,null,null,null,null,null,null,"n95"]
[1012,null,"STEROWNICZE","H62042","0159090007258296240H62042","BiT 1000 2(St) H","6x2x1",null,"BITNER","KMT",1,29050,"PLN",0.23,null,null,null,null,null,null,null,"n95"]
[1013,null,"STEROWNICZE","H62043","0159090007258296240H62043","BiT 1000 2(St) H","7x2x1",null,"BITNER","KMT",1,33730,"PLN",0.23,null,null,null,null,null,null,null,"n95"]
[1014,null,"STEROWNICZE","H62044","0159090007258296240H62044","BiT 1000 2(St) H","8x2x1",null,"BITNER","KMT",1,38090,"PLN",0.23,null,null,null,null,null,null,null,"n95"]
[1015,null,"STEROWNICZE","H62045","0159090007258296240H62045","BiT 1000 2(St) H","10x2x1",null,"BITNER","KMT",1,46630,"PLN",0.23,null,null,null,null,null,null,null,"n95"]
[1016,null,"STEROWNICZE","H62046","0159090007258296240H62046","BiT 1000 2(St) H","12x2x1",null,"BITNER","KMT",1,55380,"PLN",0.23,null,null,null,null,null,null,null,"n95"]
[1017,null,"STEROWNICZE","H62047","0159090007258296240H62047","BiT 1000 2(St) H","14x2x1",null,"BITNER","KMT",1,64180,"PLN",0.23,null,null,null,null,null,null,null,"n95"]
[1018,null,"STEROWNICZE","H62048","0159090007258296240H62048","BiT 1000 2(St) H","16x2x1",null,"BITNER","KMT",1,73760,"PLN",0.23,null,null,null,null,null,null,null,"n95"]
[1019,null,"STEROWNICZE","H62049","0159090007258296240H62049","BiT 1000 2(St) H","18x2x1",null,"BITNER","KMT",1,81770,"PLN",0.23,null,null,null,null,null,null,null,"n95"]
[1020,null,"STEROWNICZE","H62050","0159090007258296240H62050","BiT 1000 2(St) H","20x2x1",null,"BITNER","KMT",1,90340,"PLN",0.23,null,null,null,null,null,null,null,"n95"]
[1021,null,"STEROWNICZE","H62051","0159090007258296240H62051","BiT 1000 2(St) H","24x2x1",null,"BITNER","KMT",1,107300,"PLN",0.23,null,null,null,null,null,null,null,"n95"]
[1022,null,"STEROWNICZE","H62052","0159090007258296240H62052","BiT 1000 2(St) H","2x2x1,5",null,"BITNER","KMT",1,15610,"PLN",0.23,null,null,null,null,null,null,null,"n95"]
[1023,null,"STEROWNICZE","H62053","0159090007258296240H62053","BiT 1000 2(St) H","3x2x1,5",null,"BITNER","KMT",1,21010,"PLN",0.23,null,null,null,null,null,null,null,"n95"]
[1024,null,"STEROWNICZE","H62054","0159090007258296240H62054","BiT 1000 2(St) H","4x2x1,5",null,"BITNER","KMT",1,26980,"PLN",0.23,null,null,null,null,null,null,null,"n95"]
[1025,null,"STEROWNICZE","H62055","0159090007258296240H62055","BiT 1000 2(St) H","5x2x1,5",null,"BITNER","KMT",1,31980,"PLN",0.23,null,null,null,null,null,null,null,"n95"]
[1026,null,"STEROWNICZE","H62056","0159090007258296240H62056","BiT 1000 2(St) H","6x2x1,5",null,"BITNER","KMT",1,37070,"PLN",0.23,null,null,null,null,null,null,null,"n95"]
[1027,null,"STEROWNICZE","H62057","0159090007258296240H62057","BiT 1000 2(St) H","7x2x1,5",null,"BITNER","KMT",1,42960,"PLN",0.23,null,null,null,null,null,null,null,"n95"]
[1028,null,"STEROWNICZE","H62058","0159090007258296240H62058","BiT 1000 2(St) H","8x2x1,5",null,"BITNER","KMT",1,48530,"PLN",0.23,null,null,null,null,null,null,null,"n95"]
[1029,null,"STEROWNICZE","H62059","0159090007258296240H62059","BiT 1000 2(St) H","10x2x1,5",null,"BITNER","KMT",1,59960,"PLN",0.23,null,null,null,null,null,null,null,"n95"]
[1030,null,"STEROWNICZE","H62060","0159090007258296240H62060","BiT 1000 2(St) H","12x2x1,5",null,"BITNER","KMT",1,71350,"PLN",0.23,null,null,null,null,null,null,null,"n95"]
[1031,null,"STEROWNICZE","H62061","0159090007258296240H62061","BiT 1000 2(St) H","14x2x1,5",null,"BITNER","KMT",1,82860,"PLN",0.23,null,null,null,null,null,null,null,"n95"]
[1032,null,"STEROWNICZE","H62062","0159090007258296240H62062","BiT 1000 2(St) H","16x2x1,5",null,"BITNER","KMT",1,94960,"PLN",0.23,null,null,null,null,null,null,null,"n95"]
[1033,null,"STEROWNICZE","H62063","0159090007258296240H62063","BiT 1000 2(St) H","18x2x1,5",null,"BITNER","KMT",1,105700,"PLN",0.23,null,null,null,null,null,null,null,"n95"]
[1034,null,"STEROWNICZE","H62064","0159090007258296240H62064","BiT 1000 2(St) H","20x2x1,5",null,"BITNER","KMT",1,116860,"PLN",0.23,null,null,null,null,null,null,null,"n95"]
[1035,null,"STEROWNICZE","H62065","0159090007258296240H62065","BiT 1000 2(St) H","24x2x1,5",null,"BITNER","KMT",1,137160,"PLN",0.23,null,null,null,null,null,null,null,"n95"]
[1036,null,"STEROWNICZE","H62066","0159090007258296240H62066","BiT 1000 2(St) H","2x2x2,5",null,"BITNER","KMT",1,21690,"PLN",0.23,null,null,null,null,null,null,null,"n95"]
[1037,null,"STEROWNICZE","H62067","0159090007258296240H62067","BiT 1000 2(St) H","3x2x2,5",null,"BITNER","KMT",1,28460,"PLN",0.23,null,null,null,null,null,null,null,"n95"]
[1038,null,"STEROWNICZE","H62068","0159090007258296240H62068","BiT 1000 2(St) H","4x2x2,5",null,"BITNER","KMT",1,36890,"PLN",0.23,null,null,null,null,null,null,null,"n95"]
[1039,null,"STEROWNICZE","H62069","0159090007258296240H62069","BiT 1000 2(St) H","5x2x2,5",null,"BITNER","KMT",1,45980,"PLN",0.23,null,null,null,null,null,null,null,"n95"]
[1040,null,"STEROWNICZE","H62070","0159090007258296240H62070","BiT 1000 2(St) H","6x2x2,5",null,"BITNER","KMT",1,53600,"PLN",0.23,null,null,null,null,null,null,null,"n95"]
[1041,null,"STEROWNICZE","H62071","0159090007258296240H62071","BiT 1000 2(St) H","7x2x2,5",null,"BITNER","KMT",1,62470,"PLN",0.23,null,null,null,null,null,null,null,"n95"]
[1042,null,"STEROWNICZE","H62072","0159090007258296240H62072","BiT 1000 2(St) H","8x2x2,5",null,"BITNER","KMT",1,70850,"PLN",0.23,null,null,null,null,null,null,null,"n95"]
[1043,null,"STEROWNICZE","H62073","0159090007258296240H62073","BiT 1000 2(St) H","10x2x2,5",null,"BITNER","KMT",1,87770,"PLN",0.23,null,null,null,null,null,null,null,"n95"]
[1044,null,"STEROWNICZE","H62074","0159090007258296240H62074","BiT 1000 2(St) H","12x2x2,5",null,"BITNER","KMT",1,104720,"PLN",0.23,null,null,null,null,null,null,null,"n95"]
[1045,null,"STEROWNICZE","H62075","0159090007258296240H62075","BiT 1000 2(St) H","14x2x2,5",null,"BITNER","KMT",1,121420,"PLN",0.23,null,null,null,null,null,null,null,"n95"]
[1046,null,"STEROWNICZE","H62076","0159090007258296240H62076","BiT 1000 2(St) H","16x2x2,5",null,"BITNER","KMT",1,139180,"PLN",0.23,null,null,null,null,null,null,null,"n95"]
[1047,null,"STEROWNICZE","BS1850","0159090007258296240BS1850","BiT 1000 2(St) OR","2x2x0,5","uniepalniony i olejoodporny, ekranowany giętki kabel sterowniczy, 0,6/1kV","BITNER","KMT",1,9030,"PLN",0.23,null,null,null,null,null,null,null,"n95"]
[1048,null,"STEROWNICZE","BS1851","0159090007258296240BS1851","BiT 1000 2(St) OR","3x2x0,5","uniepalniony i olejoodporny, ekranowany giętki kabel sterowniczy, 0,6/1kV","BITNER","KMT",1,12170,"PLN",0.23,null,null,null,null,null,null,null,"n95"]
[1049,null,"STEROWNICZE","BS1852","0159090007258296240BS1852","BiT 1000 2(St) OR","4x2x0,5","uniepalniony i olejoodporny, ekranowany giętki kabel sterowniczy, 0,6/1kV","BITNER","KMT",1,15340,"PLN",0.23,null,null,null,null,null,null,null,"n95"]
[1050,null,"STEROWNICZE","BS1853","0159090007258296240BS1853","BiT 1000 2(St) OR","5x2x0,5","uniepalniony i olejoodporny, ekranowany giętki kabel sterowniczy, 0,6/1kV","BITNER","KMT",1,17340,"PLN",0.23,null,null,null,null,null,null,null,"n95"]
[1051,null,"STEROWNICZE","BS1854","0159090007258296240BS1854","BiT 1000 2(St) OR","6x2x0,5","uniepalniony i olejoodporny, ekranowany giętki kabel sterowniczy, 0,6/1kV","BITNER","KMT",1,19830,"PLN",0.23,null,null,null,null,null,null,null,"n95"]
[1052,null,"STEROWNICZE","BS1855","0159090007258296240BS1855","BiT 1000 2(St) OR","7x2x0,5","uniepalniony i olejoodporny, ekranowany giętki kabel sterowniczy, 0,6/1kV","BITNER","KMT",1,22840,"PLN",0.23,null,null,null,null,null,null,null,"n95"]
[1053,null,"STEROWNICZE","BS1856","0159090007258296240BS1856","BiT 1000 2(St) OR","8x2x0,5","uniepalniony i olejoodporny, ekranowany giętki kabel sterowniczy, 0,6/1kV","BITNER","KMT",1,25700,"PLN",0.23,null,null,null,null,null,null,null,"n95"]
[1054,null,"STEROWNICZE","BS1857","0159090007258296240BS1857","BiT 1000 2(St) OR","10x2x0,5","uniepalniony i olejoodporny, ekranowany giętki kabel sterowniczy, 0,6/1kV","BITNER","KMT",1,30950,"PLN",0.23,null,null,null,null,null,null,null,"n95"]
[1055,null,"STEROWNICZE","BS1858","0159090007258296240BS1858","BiT 1000 2(St) OR","12x2x0,5","uniepalniony i olejoodporny, ekranowany giętki kabel sterowniczy, 0,6/1kV","BITNER","KMT",1,36560,"PLN",0.23,null,null,null,null,null,null,null,"n95"]
[1056,null,"STEROWNICZE","BS1859","0159090007258296240BS1859","BiT 1000 2(St) OR","14x2x0,5","uniepalniony i olejoodporny, ekranowany giętki kabel sterowniczy, 0,6/1kV","BITNER","KMT",1,42150,"PLN",0.23,null,null,null,null,null,null,null,"n95"]
[1057,null,"STEROWNICZE","BS1860","0159090007258296240BS1860","BiT 1000 2(St) OR","16x2x0,5","uniepalniony i olejoodporny, ekranowany giętki kabel sterowniczy, 0,6/1kV","BITNER","KMT",1,48320,"PLN",0.23,null,null,null,null,null,null,null,"n95"]
[1058,null,"STEROWNICZE","BS1861","0159090007258296240BS1861","BiT 1000 2(St) OR","18x2x0,5","uniepalniony i olejoodporny, ekranowany giętki kabel sterowniczy, 0,6/1kV","BITNER","KMT",1,53590,"PLN",0.23,null,null,null,null,null,null,null,"n95"]
[1059,null,"STEROWNICZE","BS1862","0159090007258296240BS1862","BiT 1000 2(St) OR","20x2x0,5","uniepalniony i olejoodporny, ekranowany giętki kabel sterowniczy, 0,6/1kV","BITNER","KMT",1,59090,"PLN",0.23,null,null,null,null,null,null,null,"n95"]
[1060,null,"STEROWNICZE","BS1863","0159090007258296240BS1863","BiT 1000 2(St) OR","24x2x0,5","uniepalniony i olejoodporny, ekranowany giętki kabel sterowniczy, 0,6/1kV","BITNER","KMT",1,66170,"PLN",0.23,null,null,null,null,null,null,null,"n95"]
[1061,null,"STEROWNICZE","BS1864","0159090007258296240BS1864","BiT 1000 2(St) OR","2x2x0,75","uniepalniony i olejoodporny, ekranowany giętki kabel sterowniczy, 0,6/1kV","BITNER","KMT",1,11190,"PLN",0.23,null,null,null,null,null,null,null,"n95"]
[1062,null,"STEROWNICZE","BS1865","0159090007258296240BS1865","BiT 1000 2(St) OR","3x2x0,75","uniepalniony i olejoodporny, ekranowany giętki kabel sterowniczy, 0,6/1kV","BITNER","KMT",1,14850,"PLN",0.23,null,null,null,null,null,null,null,"n95"]
[1063,null,"STEROWNICZE","BS1866","0159090007258296240BS1866","BiT 1000 2(St) OR","4x2x0,75","uniepalniony i olejoodporny, ekranowany giętki kabel sterowniczy, 0,6/1kV","BITNER","KMT",1,17300,"PLN",0.23,null,null,null,null,null,null,null,"n95"]
[1064,null,"STEROWNICZE","BS1867","0159090007258296240BS1867","BiT 1000 2(St) OR","5x2x0,75","uniepalniony i olejoodporny, ekranowany giętki kabel sterowniczy, 0,6/1kV","BITNER","KMT",1,21350,"PLN",0.23,null,null,null,null,null,null,null,"n95"]
[1065,null,"STEROWNICZE","BS1868","0159090007258296240BS1868","BiT 1000 2(St) OR","6x2x0,75","uniepalniony i olejoodporny, ekranowany giętki kabel sterowniczy, 0,6/1kV","BITNER","KMT",1,24580,"PLN",0.23,null,null,null,null,null,null,null,"n95"]
[1066,null,"STEROWNICZE","BS1869","0159090007258296240BS1869","BiT 1000 2(St) OR","7x2x0,75","uniepalniony i olejoodporny, ekranowany giętki kabel sterowniczy, 0,6/1kV","BITNER","KMT",1,28440,"PLN",0.23,null,null,null,null,null,null,null,"n95"]
[1067,null,"STEROWNICZE","BS1870","0159090007258296240BS1870","BiT 1000 2(St) OR","8x2x0,75","uniepalniony i olejoodporny, ekranowany giętki kabel sterowniczy, 0,6/1kV","BITNER","KMT",1,31670,"PLN",0.23,null,null,null,null,null,null,null,"n95"]
[1068,null,"STEROWNICZE","BS1871","0159090007258296240BS1871","BiT 1000 2(St) OR","10x2x0,75","uniepalniony i olejoodporny, ekranowany giętki kabel sterowniczy, 0,6/1kV","BITNER","KMT",1,38790,"PLN",0.23,null,null,null,null,null,null,null,"n95"]
[1069,null,"STEROWNICZE","BS1872","0159090007258296240BS1872","BiT 1000 2(St) OR","12x2x0,75","uniepalniony i olejoodporny, ekranowany giętki kabel sterowniczy, 0,6/1kV","BITNER","KMT",1,45930,"PLN",0.23,null,null,null,null,null,null,null,"n95"]
[1070,null,"STEROWNICZE","BS1873","0159090007258296240BS1873","BiT 1000 2(St) OR","14x2x0,75","uniepalniony i olejoodporny, ekranowany giętki kabel sterowniczy, 0,6/1kV","BITNER","KMT",1,53290,"PLN",0.23,null,null,null,null,null,null,null,"n95"]
[1071,null,"STEROWNICZE","BS1874","0159090007258296240BS1874","BiT 1000 2(St) OR","16x2x0,75","uniepalniony i olejoodporny, ekranowany giętki kabel sterowniczy, 0,6/1kV","BITNER","KMT",1,57560,"PLN",0.23,null,null,null,null,null,null,null,"n95"]
[1072,null,"STEROWNICZE","BS1875","0159090007258296240BS1875","BiT 1000 2(St) OR","18x2x0,75","uniepalniony i olejoodporny, ekranowany giętki kabel sterowniczy, 0,6/1kV","BITNER","KMT",1,63950,"PLN",0.23,null,null,null,null,null,null,null,"n95"]
[1073,null,"STEROWNICZE","BS1876","0159090007258296240BS1876","BiT 1000 2(St) OR","20x2x0,75","uniepalniony i olejoodporny, ekranowany giętki kabel sterowniczy, 0,6/1kV","BITNER","KMT",1,70860,"PLN",0.23,null,null,null,null,null,null,null,"n95"]
[1074,null,"STEROWNICZE","BS1877","0159090007258296240BS1877","BiT 1000 2(St) OR","24x2x0,75","uniepalniony i olejoodporny, ekranowany giętki kabel sterowniczy, 0,6/1kV","BITNER","KMT",1,84010,"PLN",0.23,null,null,null,null,null,null,null,"n95"]
[1075,null,"STEROWNICZE","BS1878","0159090007258296240BS1878","BiT 1000 2(St) OR","2x2x1","uniepalniony i olejoodporny, ekranowany giętki kabel sterowniczy, 0,6/1kV","BITNER","KMT",1,14430,"PLN",0.23,null,null,null,null,null,null,null,"n95"]
[1076,null,"STEROWNICZE","BS1879","0159090007258296240BS1879","BiT 1000 2(St) OR","3x2x1","uniepalniony i olejoodporny, ekranowany giętki kabel sterowniczy, 0,6/1kV","BITNER","KMT",1,17630,"PLN",0.23,null,null,null,null,null,null,null,"n95"]
[1077,null,"STEROWNICZE","BS1880","0159090007258296240BS1880","BiT 1000 2(St) OR","4x2x1","uniepalniony i olejoodporny, ekranowany giętki kabel sterowniczy, 0,6/1kV","BITNER","KMT",1,22460,"PLN",0.23,null,null,null,null,null,null,null,"n95"]
[1078,null,"STEROWNICZE","BS1881","0159090007258296240BS1881","BiT 1000 2(St) OR","5x2x1","uniepalniony i olejoodporny, ekranowany giętki kabel sterowniczy, 0,6/1kV","BITNER","KMT",1,27590,"PLN",0.23,null,null,null,null,null,null,null,"n95"]
[1079,null,"STEROWNICZE","BS1882","0159090007258296240BS1882","BiT 1000 2(St) OR","6x2x1","uniepalniony i olejoodporny, ekranowany giętki kabel sterowniczy, 0,6/1kV","BITNER","KMT",1,31470,"PLN",0.23,null,null,null,null,null,null,null,"n95"]
[1080,null,"STEROWNICZE","BS1883","0159090007258296240BS1883","BiT 1000 2(St) OR","7x2x1","uniepalniony i olejoodporny, ekranowany giętki kabel sterowniczy, 0,6/1kV","BITNER","KMT",1,36540,"PLN",0.23,null,null,null,null,null,null,null,"n95"]
[1081,null,"STEROWNICZE","BS1884","0159090007258296240BS1884","BiT 1000 2(St) OR","8x2x1","uniepalniony i olejoodporny, ekranowany giętki kabel sterowniczy, 0,6/1kV","BITNER","KMT",1,41260,"PLN",0.23,null,null,null,null,null,null,null,"n95"]
[1082,null,"STEROWNICZE","BS1885","0159090007258296240BS1885","BiT 1000 2(St) OR","10x2x1","uniepalniony i olejoodporny, ekranowany giętki kabel sterowniczy, 0,6/1kV","BITNER","KMT",1,50520,"PLN",0.23,null,null,null,null,null,null,null,"n95"]
[1083,null,"STEROWNICZE","BS1886","0159090007258296240BS1886","BiT 1000 2(St) OR","12x2x1","uniepalniony i olejoodporny, ekranowany giętki kabel sterowniczy, 0,6/1kV","BITNER","KMT",1,61450,"PLN",0.23,null,null,null,null,null,null,null,"n95"]
[1084,null,"STEROWNICZE","BS1887","0159090007258296240BS1887","BiT 1000 2(St) OR","14x2x1","uniepalniony i olejoodporny, ekranowany giętki kabel sterowniczy, 0,6/1kV","BITNER","KMT",1,65780,"PLN",0.23,null,null,null,null,null,null,null,"n95"]
[1085,null,"STEROWNICZE","BS1888","0159090007258296240BS1888","BiT 1000 2(St) OR","16x2x1","uniepalniony i olejoodporny, ekranowany giętki kabel sterowniczy, 0,6/1kV","BITNER","KMT",1,75610,"PLN",0.23,null,null,null,null,null,null,null,"n95"]
[1086,null,"STEROWNICZE","BS1889","0159090007258296240BS1889","BiT 1000 2(St) OR","18x2x1","uniepalniony i olejoodporny, ekranowany giętki kabel sterowniczy, 0,6/1kV","BITNER","KMT",1,83810,"PLN",0.23,null,null,null,null,null,null,null,"n95"]
[1087,null,"STEROWNICZE","BS1890","0159090007258296240BS1890","BiT 1000 2(St) OR","20x2x1","uniepalniony i olejoodporny, ekranowany giętki kabel sterowniczy, 0,6/1kV","BITNER","KMT",1,92590,"PLN",0.23,null,null,null,null,null,null,null,"n95"]
[1088,null,"STEROWNICZE","BS1891","0159090007258296240BS1891","BiT 1000 2(St) OR","24x2x1","uniepalniony i olejoodporny, ekranowany giętki kabel sterowniczy, 0,6/1kV","BITNER","KMT",1,109990,"PLN",0.23,null,null,null,null,null,null,null,"n95"]
[1089,null,"STEROWNICZE","BS1892","0159090007258296240BS1892","BiT 1000 2(St) OR","2x2x1,5","uniepalniony i olejoodporny, ekranowany giętki kabel sterowniczy, 0,6/1kV","BITNER","KMT",1,16370,"PLN",0.23,null,null,null,null,null,null,null,"n95"]
[1090,null,"STEROWNICZE","BS1893","0159090007258296240BS1893","BiT 1000 2(St) OR","3x2x1,5","uniepalniony i olejoodporny, ekranowany giętki kabel sterowniczy, 0,6/1kV","BITNER","KMT",1,22020,"PLN",0.23,null,null,null,null,null,null,null,"n95"]
[1091,null,"STEROWNICZE","BS1894","0159090007258296240BS1894","BiT 1000 2(St) OR","4x2x1,5","uniepalniony i olejoodporny, ekranowany giętki kabel sterowniczy, 0,6/1kV","BITNER","KMT",1,28290,"PLN",0.23,null,null,null,null,null,null,null,"n95"]
[1092,null,"STEROWNICZE","BS1895","0159090007258296240BS1895","BiT 1000 2(St) OR","5x2x1,5","uniepalniony i olejoodporny, ekranowany giętki kabel sterowniczy, 0,6/1kV","BITNER","KMT",1,34650,"PLN",0.23,null,null,null,null,null,null,null,"n95"]
[1093,null,"STEROWNICZE","BS1896","0159090007258296240BS1896","BiT 1000 2(St) OR","6x2x1,5","uniepalniony i olejoodporny, ekranowany giętki kabel sterowniczy, 0,6/1kV","BITNER","KMT",1,40160,"PLN",0.23,null,null,null,null,null,null,null,"n95"]
[1094,null,"STEROWNICZE","BS1897","0159090007258296240BS1897","BiT 1000 2(St) OR","7x2x1,5","uniepalniony i olejoodporny, ekranowany giętki kabel sterowniczy, 0,6/1kV","BITNER","KMT",1,46540,"PLN",0.23,null,null,null,null,null,null,null,"n95"]
[1095,null,"STEROWNICZE","BS1898","0159090007258296240BS1898","BiT 1000 2(St) OR","8x2x1,5","uniepalniony i olejoodporny, ekranowany giętki kabel sterowniczy, 0,6/1kV","BITNER","KMT",1,52570,"PLN",0.23,null,null,null,null,null,null,null,"n95"]
[1096,null,"STEROWNICZE","BS1899","0159090007258296240BS1899","BiT 1000 2(St) OR","10x2x1,5","uniepalniony i olejoodporny, ekranowany giętki kabel sterowniczy, 0,6/1kV","BITNER","KMT",1,61460,"PLN",0.23,null,null,null,null,null,null,null,"n95"]
[1097,null,"STEROWNICZE","BS1900","0159090007258296240BS1900","BiT 1000 2(St) OR","12x2x1,5","uniepalniony i olejoodporny, ekranowany giętki kabel sterowniczy, 0,6/1kV","BITNER","KMT",1,73140,"PLN",0.23,null,null,null,null,null,null,null,"n95"]
[1098,null,"STEROWNICZE","BS1901","0159090007258296240BS1901","BiT 1000 2(St) OR","14x2x1,5","uniepalniony i olejoodporny, ekranowany giętki kabel sterowniczy, 0,6/1kV","BITNER","KMT",1,84930,"PLN",0.23,null,null,null,null,null,null,null,"n95"]
[1099,null,"STEROWNICZE","BS1902","0159090007258296240BS1902","BiT 1000 2(St) OR","16x2x1,5","uniepalniony i olejoodporny, ekranowany giętki kabel sterowniczy, 0,6/1kV","BITNER","KMT",1,97330,"PLN",0.23,null,null,null,null,null,null,null,"n95"]
[1100,null,"STEROWNICZE","BS1903","0159090007258296240BS1903","BiT 1000 2(St) OR","18x2x1,5","uniepalniony i olejoodporny, ekranowany giętki kabel sterowniczy, 0,6/1kV","BITNER","KMT",1,108340,"PLN",0.23,null,null,null,null,null,null,null,"n95"]
[1101,null,"STEROWNICZE","BS1904","0159090007258296240BS1904","BiT 1000 2(St) OR","20x2x1,5","uniepalniony i olejoodporny, ekranowany giętki kabel sterowniczy, 0,6/1kV","BITNER","KMT",1,119780,"PLN",0.23,null,null,null,null,null,null,null,"n95"]
[1102,null,"STEROWNICZE","BS1905","0159090007258296240BS1905","BiT 1000 2(St) OR","24x2x1,5","uniepalniony i olejoodporny, ekranowany giętki kabel sterowniczy, 0,6/1kV","BITNER","KMT",1,140590,"PLN",0.23,null,null,null,null,null,null,null,"n95"]
[1103,null,"STEROWNICZE","BS1907","0159090007258296240BS1907","BiT 1000 2(St) OR","2x2x2,5","uniepalniony i olejoodporny, ekranowany giętki kabel sterowniczy, 0,6/1kV","BITNER","KMT",1,22740,"PLN",0.23,null,null,null,null,null,null,null,"n95"]
[1104,null,"STEROWNICZE","BS1908","0159090007258296240BS1908","BiT 1000 2(St) OR","3x2x2,5","uniepalniony i olejoodporny, ekranowany giętki kabel sterowniczy, 0,6/1kV","BITNER","KMT",1,30840,"PLN",0.23,null,null,null,null,null,null,null,"n95"]
[1105,null,"STEROWNICZE","BS1909","0159090007258296240BS1909","BiT 1000 2(St) OR","4x2x2,5","uniepalniony i olejoodporny, ekranowany giętki kabel sterowniczy, 0,6/1kV","BITNER","KMT",1,39960,"PLN",0.23,null,null,null,null,null,null,null,"n95"]
[1106,null,"STEROWNICZE","BS1910","0159090007258296240BS1910","BiT 1000 2(St) OR","5x2x2,5","uniepalniony i olejoodporny, ekranowany giętki kabel sterowniczy, 0,6/1kV","BITNER","KMT",1,49820,"PLN",0.23,null,null,null,null,null,null,null,"n95"]
[1107,null,"STEROWNICZE","BS1911","0159090007258296240BS1911","BiT 1000 2(St) OR","6x2x2,5","uniepalniony i olejoodporny, ekranowany giętki kabel sterowniczy, 0,6/1kV","BITNER","KMT",1,58070,"PLN",0.23,null,null,null,null,null,null,null,"n95"]
[1108,null,"STEROWNICZE","BS1912","0159090007258296240BS1912","BiT 1000 2(St) OR","7x2x2,5","uniepalniony i olejoodporny, ekranowany giętki kabel sterowniczy, 0,6/1kV","BITNER","KMT",1,64030,"PLN",0.23,null,null,null,null,null,null,null,"n95"]
[1109,null,"STEROWNICZE","BS1913","0159090007258296240BS1913","BiT 1000 2(St) OR","8x2x2,5","uniepalniony i olejoodporny, ekranowany giętki kabel sterowniczy, 0,6/1kV","BITNER","KMT",1,72620,"PLN",0.23,null,null,null,null,null,null,null,"n95"]
[1110,null,"STEROWNICZE","BS1914","0159090007258296240BS1914","BiT 1000 2(St) OR","10x2x2,5","uniepalniony i olejoodporny, ekranowany giętki kabel sterowniczy, 0,6/1kV","BITNER","KMT",1,89960,"PLN",0.23,null,null,null,null,null,null,null,"n95"]
[1111,null,"STEROWNICZE","BS1915","0159090007258296240BS1915","BiT 1000 2(St) OR","12x2x2,5","uniepalniony i olejoodporny, ekranowany giętki kabel sterowniczy, 0,6/1kV","BITNER","KMT",1,107340,"PLN",0.23,null,null,null,null,null,null,null,"n95"]
[1112,null,"STEROWNICZE","BS1916","0159090007258296240BS1916","BiT 1000 2(St) OR","14x2x2,5","uniepalniony i olejoodporny, ekranowany giętki kabel sterowniczy, 0,6/1kV","BITNER","KMT",1,124450,"PLN",0.23,null,null,null,null,null,null,null,"n95"]
[1113,null,"STEROWNICZE","BS1917","0159090007258296240BS1917","BiT 1000 2(St) OR","16x2x2,5","uniepalniony i olejoodporny, ekranowany giętki kabel sterowniczy, 0,6/1kV","BITNER","KMT",1,142660,"PLN",0.23,null,null,null,null,null,null,null,"n95"]
[1114,null,"STEROWNICZE","BS0245","0159090007258296240BS0245","BiT 1000 C","2x2x0,5","ekranowany giętki kabel sterowniczy i zasilający, 06/1kV","BITNER","KMT",1,8350,"PLN",0.23,null,null,null,null,null,null,null,"n95"]
[1115,null,"STEROWNICZE","BS0246","0159090007258296240BS0246","BiT 1000 C","3x2x0,5","ekranowany giętki kabel sterowniczy i zasilający, 06/1kV","BITNER","KMT",1,10000,"PLN",0.23,null,null,null,null,null,null,null,"n95"]
[1116,null,"STEROWNICZE","BS0247","0159090007258296240BS0247","BiT 1000 C","4x2x0,5","ekranowany giętki kabel sterowniczy i zasilający, 06/1kV","BITNER","KMT",1,11860,"PLN",0.23,null,null,null,null,null,null,null,"n95"]
[1117,null,"STEROWNICZE","BS0248","0159090007258296240BS0248","BiT 1000 C","5x2x0,5","ekranowany giętki kabel sterowniczy i zasilający, 06/1kV","BITNER","KMT",1,13970,"PLN",0.23,null,null,null,null,null,null,null,"n95"]
[1118,null,"STEROWNICZE","BS0249","0159090007258296240BS0249","BiT 1000 C","6x2x0,5","ekranowany giętki kabel sterowniczy i zasilający, 06/1kV","BITNER","KMT",1,15340,"PLN",0.23,null,null,null,null,null,null,null,"n95"]
[1119,null,"STEROWNICZE","BS0250","0159090007258296240BS0250","BiT 1000 C","7x2x0,5","ekranowany giętki kabel sterowniczy i zasilający, 06/1kV","BITNER","KMT",1,17750,"PLN",0.23,null,null,null,null,null,null,null,"n95"]
[1120,null,"STEROWNICZE","BS0251","0159090007258296240BS0251","BiT 1000 C","8x2x0,5","ekranowany giętki kabel sterowniczy i zasilający, 06/1kV","BITNER","KMT",1,19520,"PLN",0.23,null,null,null,null,null,null,null,"n95"]
[1121,null,"STEROWNICZE","BS0252","0159090007258296240BS0252","BiT 1000 C","10x2x0,5","ekranowany giętki kabel sterowniczy i zasilający, 06/1kV","BITNER","KMT",1,22960,"PLN",0.23,null,null,null,null,null,null,null,"n95"]
[1122,null,"STEROWNICZE","BS0253","0159090007258296240BS0253","BiT 1000 C","12x2x0,5","ekranowany giętki kabel sterowniczy i zasilający, 06/1kV","BITNER","KMT",1,26000,"PLN",0.23,null,null,null,null,null,null,null,"n95"]
[1123,null,"STEROWNICZE","BS0254","0159090007258296240BS0254","BiT 1000 C","14x2x0,5","ekranowany giętki kabel sterowniczy i zasilający, 06/1kV","BITNER","KMT",1,29450,"PLN",0.23,null,null,null,null,null,null,null,"n95"]
[1124,null,"STEROWNICZE","BS0255","0159090007258296240BS0255","BiT 1000 C","16x2x0,5","ekranowany giętki kabel sterowniczy i zasilający, 06/1kV","BITNER","KMT",1,33310,"PLN",0.23,null,null,null,null,null,null,null,"n95"]
[1125,null,"STEROWNICZE","BS0256","0159090007258296240BS0256","BiT 1000 C","18x2x0,5","ekranowany giętki kabel sterowniczy i zasilający, 06/1kV","BITNER","KMT",1,36440,"PLN",0.23,null,null,null,null,null,null,null,"n95"]
[1126,null,"STEROWNICZE","BS0257","0159090007258296240BS0257","BiT 1000 C","20x2x0,5","ekranowany giętki kabel sterowniczy i zasilający, 06/1kV","BITNER","KMT",1,39420,"PLN",0.23,null,null,null,null,null,null,null,"n95"]
[1127,null,"STEROWNICZE","BS0258","0159090007258296240BS0258","BiT 1000 C","24x2x0,5","ekranowany giętki kabel sterowniczy i zasilający, 06/1kV","BITNER","KMT",1,45210,"PLN",0.23,null,null,null,null,null,null,null,"n95"]
[1128,null,"STEROWNICZE","BS0259","0159090007258296240BS0259","BiT 1000 C","2x2x0,75","ekranowany giętki kabel sterowniczy i zasilający, 06/1kV","BITNER","KMT",1,9790,"PLN",0.23,null,null,null,null,null,null,null,"n95"]
[1129,null,"STEROWNICZE","BS0260","0159090007258296240BS0260","BiT 1000 C","3x2x0,75","ekranowany giętki kabel sterowniczy i zasilający, 06/1kV","BITNER","KMT",1,12210,"PLN",0.23,null,null,null,null,null,null,null,"n95"]
[1130,null,"STEROWNICZE","BS0261","0159090007258296240BS0261","BiT 1000 C","4x2x0,75","ekranowany giętki kabel sterowniczy i zasilający, 06/1kV","BITNER","KMT",1,14720,"PLN",0.23,null,null,null,null,null,null,null,"n95"]
[1131,null,"STEROWNICZE","BS0262","0159090007258296240BS0262","BiT 1000 C","5x2x0,75","ekranowany giętki kabel sterowniczy i zasilający, 06/1kV","BITNER","KMT",1,17470,"PLN",0.23,null,null,null,null,null,null,null,"n95"]
[1132,null,"STEROWNICZE","BS0263","0159090007258296240BS0263","BiT 1000 C","6x2x0,75","ekranowany giętki kabel sterowniczy i zasilający, 06/1kV","BITNER","KMT",1,19470,"PLN",0.23,null,null,null,null,null,null,null,"n95"]
[1133,null,"STEROWNICZE","BS0264","0159090007258296240BS0264","BiT 1000 C","7x2x0,75","ekranowany giętki kabel sterowniczy i zasilający, 06/1kV","BITNER","KMT",1,22460,"PLN",0.23,null,null,null,null,null,null,null,"n95"]
[1134,null,"STEROWNICZE","BS0265","0159090007258296240BS0265","BiT 1000 C","8x2x0,75","ekranowany giętki kabel sterowniczy i zasilający, 06/1kV","BITNER","KMT",1,24620,"PLN",0.23,null,null,null,null,null,null,null,"n95"]
[1135,null,"STEROWNICZE","BS0266","0159090007258296240BS0266","BiT 1000 C","10x2x0,75","ekranowany giętki kabel sterowniczy i zasilający, 06/1kV","BITNER","KMT",1,29080,"PLN",0.23,null,null,null,null,null,null,null,"n95"]
[1136,null,"STEROWNICZE","BS0267","0159090007258296240BS0267","BiT 1000 C","12x2x0,75","ekranowany giętki kabel sterowniczy i zasilający, 06/1kV","BITNER","KMT",1,33710,"PLN",0.23,null,null,null,null,null,null,null,"n95"]
[1137,null,"STEROWNICZE","BS0268","0159090007258296240BS0268","BiT 1000 C","14x2x0,75","ekranowany giętki kabel sterowniczy i zasilający, 06/1kV","BITNER","KMT",1,38490,"PLN",0.23,null,null,null,null,null,null,null,"n95"]
[1138,null,"STEROWNICZE","BS0269","0159090007258296240BS0269","BiT 1000 C","16x2x0,75","ekranowany giętki kabel sterowniczy i zasilający, 06/1kV","BITNER","KMT",1,43460,"PLN",0.23,null,null,null,null,null,null,null,"n95"]
[1139,null,"STEROWNICZE","BS0270","0159090007258296240BS0270","BiT 1000 C","18x2x0,75","ekranowany giętki kabel sterowniczy i zasilający, 06/1kV","BITNER","KMT",1,47820,"PLN",0.23,null,null,null,null,null,null,null,"n95"]
[1140,null,"STEROWNICZE","BS0271","0159090007258296240BS0271","BiT 1000 C","20x2x0,75","ekranowany giętki kabel sterowniczy i zasilający, 06/1kV","BITNER","KMT",1,52180,"PLN",0.23,null,null,null,null,null,null,null,"n95"]
[1141,null,"STEROWNICZE","BS0272","0159090007258296240BS0272","BiT 1000 C","24x2x0,75","ekranowany giętki kabel sterowniczy i zasilający, 06/1kV","BITNER","KMT",1,60120,"PLN",0.23,null,null,null,null,null,null,null,"n95"]
[1142,null,"STEROWNICZE","BS0273","0159090007258296240BS0273","BiT 1000 C","2x2x1","ekranowany giętki kabel sterowniczy i zasilający, 06/1kV","BITNER","KMT",1,11300,"PLN",0.23,null,null,null,null,null,null,null,"n95"]
[1143,null,"STEROWNICZE","BS0274","0159090007258296240BS0274","BiT 1000 C","3x2x1","ekranowany giętki kabel sterowniczy i zasilający, 06/1kV","BITNER","KMT",1,14120,"PLN",0.23,null,null,null,null,null,null,null,"n95"]
[1144,null,"STEROWNICZE","BS0275","0159090007258296240BS0275","BiT 1000 C","4x2x1","ekranowany giętki kabel sterowniczy i zasilający, 06/1kV","BITNER","KMT",1,17390,"PLN",0.23,null,null,null,null,null,null,null,"n95"]
[1145,null,"STEROWNICZE","BS0276","0159090007258296240BS0276","BiT 1000 C","5x2x1","ekranowany giętki kabel sterowniczy i zasilający, 06/1kV","BITNER","KMT",1,20780,"PLN",0.23,null,null,null,null,null,null,null,"n95"]
[1146,null,"STEROWNICZE","BS0277","0159090007258296240BS0277","BiT 1000 C","6x2x1","ekranowany giętki kabel sterowniczy i zasilający, 06/1kV","BITNER","KMT",1,23290,"PLN",0.23,null,null,null,null,null,null,null,"n95"]
[1147,null,"STEROWNICZE","BS0278","0159090007258296240BS0278","BiT 1000 C","7x2x1","ekranowany giętki kabel sterowniczy i zasilający, 06/1kV","BITNER","KMT",1,26600,"PLN",0.23,null,null,null,null,null,null,null,"n95"]
[1148,null,"STEROWNICZE","BS0279","0159090007258296240BS0279","BiT 1000 C","8x2x1","ekranowany giętki kabel sterowniczy i zasilający, 06/1kV","BITNER","KMT",1,29910,"PLN",0.23,null,null,null,null,null,null,null,"n95"]
[1149,null,"STEROWNICZE","BS0280","0159090007258296240BS0280","BiT 1000 C","10x2x1","ekranowany giętki kabel sterowniczy i zasilający, 06/1kV","BITNER","KMT",1,35340,"PLN",0.23,null,null,null,null,null,null,null,"n95"]
[1150,null,"STEROWNICZE","BS0281","0159090007258296240BS0281","BiT 1000 C","12x2x1","ekranowany giętki kabel sterowniczy i zasilający, 06/1kV","BITNER","KMT",1,41120,"PLN",0.23,null,null,null,null,null,null,null,"n95"]
[1151,null,"STEROWNICZE","BS0282","0159090007258296240BS0282","BiT 1000 C","14x2x1","ekranowany giętki kabel sterowniczy i zasilający, 06/1kV","BITNER","KMT",1,47040,"PLN",0.23,null,null,null,null,null,null,null,"n95"]
[1152,null,"STEROWNICZE","BS0283","0159090007258296240BS0283","BiT 1000 C","16x2x1","ekranowany giętki kabel sterowniczy i zasilający, 06/1kV","BITNER","KMT",1,53430,"PLN",0.23,null,null,null,null,null,null,null,"n95"]
[1153,null,"STEROWNICZE","BS0284","0159090007258296240BS0284","BiT 1000 C","18x2x1","ekranowany giętki kabel sterowniczy i zasilający, 06/1kV","BITNER","KMT",1,58720,"PLN",0.23,null,null,null,null,null,null,null,"n95"]
[1154,null,"STEROWNICZE","BS0285","0159090007258296240BS0285","BiT 1000 C","20x2x1","ekranowany giętki kabel sterowniczy i zasilający, 06/1kV","BITNER","KMT",1,64280,"PLN",0.23,null,null,null,null,null,null,null,"n95"]
[1155,null,"STEROWNICZE","BS0286","0159090007258296240BS0286","BiT 1000 C","24x2x1","ekranowany giętki kabel sterowniczy i zasilający, 06/1kV","BITNER","KMT",1,74750,"PLN",0.23,null,null,null,null,null,null,null,"n95"]
[1156,null,"STEROWNICZE","BS0287","0159090007258296240BS0287","BiT 1000 C","2x2x1,5","ekranowany giętki kabel sterowniczy i zasilający, 06/1kV","BITNER","KMT",1,14220,"PLN",0.23,null,null,null,null,null,null,null,"n95"]
[1157,null,"STEROWNICZE","BS0288","0159090007258296240BS0288","BiT 1000 C","3x2x1,5","ekranowany giętki kabel sterowniczy i zasilający, 06/1kV","BITNER","KMT",1,18240,"PLN",0.23,null,null,null,null,null,null,null,"n95"]
[1158,null,"STEROWNICZE","BS0289","0159090007258296240BS0289","BiT 1000 C","4x2x1,5","ekranowany giętki kabel sterowniczy i zasilający, 06/1kV","BITNER","KMT",1,22570,"PLN",0.23,null,null,null,null,null,null,null,"n95"]
[1159,null,"STEROWNICZE","BS0290","0159090007258296240BS0290","BiT 1000 C","5x2x1,5","ekranowany giętki kabel sterowniczy i zasilający, 06/1kV","BITNER","KMT",1,26930,"PLN",0.23,null,null,null,null,null,null,null,"n95"]
[1160,null,"STEROWNICZE","BS0291","0159090007258296240BS0291","BiT 1000 C","6x2x1,5","ekranowany giętki kabel sterowniczy i zasilający, 06/1kV","BITNER","KMT",1,30410,"PLN",0.23,null,null,null,null,null,null,null,"n95"]
[1161,null,"STEROWNICZE","BS0292","0159090007258296240BS0292","BiT 1000 C","7x2x1,5","ekranowany giętki kabel sterowniczy i zasilający, 06/1kV","BITNER","KMT",1,35230,"PLN",0.23,null,null,null,null,null,null,null,"n95"]
[1162,null,"STEROWNICZE","BS0293","0159090007258296240BS0293","BiT 1000 C","8x2x1,5","ekranowany giętki kabel sterowniczy i zasilający, 06/1kV","BITNER","KMT",1,39330,"PLN",0.23,null,null,null,null,null,null,null,"n95"]
[1163,null,"STEROWNICZE","BS0294","0159090007258296240BS0294","BiT 1000 C","10x2x1,5","ekranowany giętki kabel sterowniczy i zasilający, 06/1kV","BITNER","KMT",1,47450,"PLN",0.23,null,null,null,null,null,null,null,"n95"]
[1164,null,"STEROWNICZE","BS0295","0159090007258296240BS0295","BiT 1000 C","12x2x1,5","ekranowany giętki kabel sterowniczy i zasilający, 06/1kV","BITNER","KMT",1,55470,"PLN",0.23,null,null,null,null,null,null,null,"n95"]
[1165,null,"STEROWNICZE","BS0296","0159090007258296240BS0296","BiT 1000 C","14x2x1,5","ekranowany giętki kabel sterowniczy i zasilający, 06/1kV","BITNER","KMT",1,63610,"PLN",0.23,null,null,null,null,null,null,null,"n95"]
[1166,null,"STEROWNICZE","BS0297","0159090007258296240BS0297","BiT 1000 C","16x2x1,5","ekranowany giętki kabel sterowniczy i zasilający, 06/1kV","BITNER","KMT",1,72420,"PLN",0.23,null,null,null,null,null,null,null,"n95"]
[1167,null,"STEROWNICZE","BS0298","0159090007258296240BS0298","BiT 1000 C","18x2x1,5","ekranowany giętki kabel sterowniczy i zasilający, 06/1kV","BITNER","KMT",1,82710,"PLN",0.23,null,null,null,null,null,null,null,"n95"]
[1168,null,"STEROWNICZE","BS0299","0159090007258296240BS0299","BiT 1000 C","20x2x1,5","ekranowany giętki kabel sterowniczy i zasilający, 06/1kV","BITNER","KMT",1,91090,"PLN",0.23,null,null,null,null,null,null,null,"n95"]
[1169,null,"STEROWNICZE","BS0300","0159090007258296240BS0300","BiT 1000 C","24x2x1,5","ekranowany giętki kabel sterowniczy i zasilający, 06/1kV","BITNER","KMT",1,105840,"PLN",0.23,null,null,null,null,null,null,null,"n95"]
[1170,null,"STEROWNICZE","BS0301","0159090007258296240BS0301","BiT 1000 C","2x2x2,5","ekranowany giętki kabel sterowniczy i zasilający, 06/1kV","BITNER","KMT",1,19900,"PLN",0.23,null,null,null,null,null,null,null,"n95"]
[1171,null,"STEROWNICZE","BS0302","0159090007258296240BS0302","BiT 1000 C","3x2x2,5","ekranowany giętki kabel sterowniczy i zasilający, 06/1kV","BITNER","KMT",1,25830,"PLN",0.23,null,null,null,null,null,null,null,"n95"]
[1172,null,"STEROWNICZE","BS0303","0159090007258296240BS0303","BiT 1000 C","4x2x2,5","ekranowany giętki kabel sterowniczy i zasilający, 06/1kV","BITNER","KMT",1,32430,"PLN",0.23,null,null,null,null,null,null,null,"n95"]
[1173,null,"STEROWNICZE","BS0304","0159090007258296240BS0304","BiT 1000 C","5x2x2,5","ekranowany giętki kabel sterowniczy i zasilający, 06/1kV","BITNER","KMT",1,39550,"PLN",0.23,null,null,null,null,null,null,null,"n95"]
[1174,null,"STEROWNICZE","BS0305","0159090007258296240BS0305","BiT 1000 C","6x2x2,5","ekranowany giętki kabel sterowniczy i zasilający, 06/1kV","BITNER","KMT",1,45180,"PLN",0.23,null,null,null,null,null,null,null,"n95"]
[1175,null,"STEROWNICZE","BS0306","0159090007258296240BS0306","BiT 1000 C","7x2x2,5","ekranowany giętki kabel sterowniczy i zasilający, 06/1kV","BITNER","KMT",1,52390,"PLN",0.23,null,null,null,null,null,null,null,"n95"]
[1176,null,"STEROWNICZE","BS0307","0159090007258296240BS0307","BiT 1000 C","8x2x2,5","ekranowany giętki kabel sterowniczy i zasilający, 06/1kV","BITNER","KMT",1,59030,"PLN",0.23,null,null,null,null,null,null,null,"n95"]
[1177,null,"STEROWNICZE","BS0308","0159090007258296240BS0308","BiT 1000 C","10x2x2,5","ekranowany giętki kabel sterowniczy i zasilający, 06/1kV","BITNER","KMT",1,71710,"PLN",0.23,null,null,null,null,null,null,null,"n95"]
[1178,null,"STEROWNICZE","BS0309","0159090007258296240BS0309","BiT 1000 C","12x2x2,5","ekranowany giętki kabel sterowniczy i zasilający, 06/1kV","BITNER","KMT",1,84510,"PLN",0.23,null,null,null,null,null,null,null,"n95"]
[1179,null,"STEROWNICZE","BS0310","0159090007258296240BS0310","BiT 1000 C","14x2x2,5","ekranowany giętki kabel sterowniczy i zasilający, 06/1kV","BITNER","KMT",1,100530,"PLN",0.23,null,null,null,null,null,null,null,"n95"]
[1180,null,"STEROWNICZE","BS0311","0159090007258296240BS0311","BiT 1000 C","16x2x2,5","ekranowany giętki kabel sterowniczy i zasilający, 06/1kV","BITNER","KMT",1,113700,"PLN",0.23,null,null,null,null,null,null,null,"n95"]
[1181,null,"STEROWNICZE","BS0850","0159090007258296240BS0850","BiT 1000 C FR","2x2x0,5","uniepalniony, ekranowany kabel sterowniczy i zasilający, 0,6/1kV","BITNER","KMT",1,9350,"PLN",0.23,null,null,null,null,null,null,null,"n95"]
[1182,null,"STEROWNICZE","BS0851","0159090007258296240BS0851","BiT 1000 C FR","3x2x0,5","uniepalniony, ekranowany kabel sterowniczy i zasilający, 0,6/1kV","BITNER","KMT",1,11200,"PLN",0.23,null,null,null,null,null,null,null,"n95"]
[1183,null,"STEROWNICZE","BS0852","0159090007258296240BS0852","BiT 1000 C FR","4x2x0,5","uniepalniony, ekranowany kabel sterowniczy i zasilający, 0,6/1kV","BITNER","KMT",1,13280,"PLN",0.23,null,null,null,null,null,null,null,"n95"]
[1184,null,"STEROWNICZE","BS0853","0159090007258296240BS0853","BiT 1000 C FR","5x2x0,5","uniepalniony, ekranowany kabel sterowniczy i zasilający, 0,6/1kV","BITNER","KMT",1,15650,"PLN",0.23,null,null,null,null,null,null,null,"n95"]
[1185,null,"STEROWNICZE","BS0854","0159090007258296240BS0854","BiT 1000 C FR","6x2x0,5","uniepalniony, ekranowany kabel sterowniczy i zasilający, 0,6/1kV","BITNER","KMT",1,17180,"PLN",0.23,null,null,null,null,null,null,null,"n95"]
[1186,null,"STEROWNICZE","BS0855","0159090007258296240BS0855","BiT 1000 C FR","7x2x0,5","uniepalniony, ekranowany kabel sterowniczy i zasilający, 0,6/1kV","BITNER","KMT",1,19880,"PLN",0.23,null,null,null,null,null,null,null,"n95"]
[1187,null,"STEROWNICZE","BS0856","0159090007258296240BS0856","BiT 1000 C FR","8x2x0,5","uniepalniony, ekranowany kabel sterowniczy i zasilający, 0,6/1kV","BITNER","KMT",1,21860,"PLN",0.23,null,null,null,null,null,null,null,"n95"]
[1188,null,"STEROWNICZE","BS0857","0159090007258296240BS0857","BiT 1000 C FR","10x2x0,5","uniepalniony, ekranowany kabel sterowniczy i zasilający, 0,6/1kV","BITNER","KMT",1,25720,"PLN",0.23,null,null,null,null,null,null,null,"n95"]
[1189,null,"STEROWNICZE","BS0858","0159090007258296240BS0858","BiT 1000 C FR","12x2x0,5","uniepalniony, ekranowany kabel sterowniczy i zasilający, 0,6/1kV","BITNER","KMT",1,28600,"PLN",0.23,null,null,null,null,null,null,null,"n95"]
[1190,null,"STEROWNICZE","BS0859","0159090007258296240BS0859","BiT 1000 C FR","14x2x0,5","uniepalniony, ekranowany kabel sterowniczy i zasilający, 0,6/1kV","BITNER","KMT",1,32400,"PLN",0.23,null,null,null,null,null,null,null,"n95"]
[1191,null,"STEROWNICZE","BS0860","0159090007258296240BS0860","BiT 1000 C FR","16x2x0,5","uniepalniony, ekranowany kabel sterowniczy i zasilający, 0,6/1kV","BITNER","KMT",1,36640,"PLN",0.23,null,null,null,null,null,null,null,"n95"]
[1192,null,"STEROWNICZE","BS0861","0159090007258296240BS0861","BiT 1000 C FR","18x2x0,5","uniepalniony, ekranowany kabel sterowniczy i zasilający, 0,6/1kV","BITNER","KMT",1,40080,"PLN",0.23,null,null,null,null,null,null,null,"n95"]
[1193,null,"STEROWNICZE","BS0862","0159090007258296240BS0862","BiT 1000 C FR","20x2x0,5","uniepalniony, ekranowany kabel sterowniczy i zasilający, 0,6/1kV","BITNER","KMT",1,43360,"PLN",0.23,null,null,null,null,null,null,null,"n95"]
[1194,null,"STEROWNICZE","BS0863","0159090007258296240BS0863","BiT 1000 C FR","24x2x0,5","uniepalniony, ekranowany kabel sterowniczy i zasilający, 0,6/1kV","BITNER","KMT",1,49730,"PLN",0.23,null,null,null,null,null,null,null,"n95"]
[1195,null,"STEROWNICZE","BS0864","0159090007258296240BS0864","BiT 1000 C FR","2x2x0,75","uniepalniony, ekranowany kabel sterowniczy i zasilający, 0,6/1kV","BITNER","KMT",1,10960,"PLN",0.23,null,null,null,null,null,null,null,"n95"]
[1196,null,"STEROWNICZE","BS0865","0159090007258296240BS0865","BiT 1000 C FR","3x2x0,75","uniepalniony, ekranowany kabel sterowniczy i zasilający, 0,6/1kV","BITNER","KMT",1,13680,"PLN",0.23,null,null,null,null,null,null,null,"n95"]
[1197,null,"STEROWNICZE","BS0866","0159090007258296240BS0866","BiT 1000 C FR","4x2x0,75","uniepalniony, ekranowany kabel sterowniczy i zasilający, 0,6/1kV","BITNER","KMT",1,16490,"PLN",0.23,null,null,null,null,null,null,null,"n95"]
[1198,null,"STEROWNICZE","BS0867","0159090007258296240BS0867","BiT 1000 C FR","5x2x0,75","uniepalniony, ekranowany kabel sterowniczy i zasilający, 0,6/1kV","BITNER","KMT",1,19570,"PLN",0.23,null,null,null,null,null,null,null,"n95"]
[1199,null,"STEROWNICZE","BS0868","0159090007258296240BS0868","BiT 1000 C FR","6x2x0,75","uniepalniony, ekranowany kabel sterowniczy i zasilający, 0,6/1kV","BITNER","KMT",1,21810,"PLN",0.23,null,null,null,null,null,null,null,"n95"]
[1200,null,"STEROWNICZE","BS0869","0159090007258296240BS0869","BiT 1000 C FR","7x2x0,75","uniepalniony, ekranowany kabel sterowniczy i zasilający, 0,6/1kV","BITNER","KMT",1,25160,"PLN",0.23,null,null,null,null,null,null,null,"n95"]
[1201,null,"STEROWNICZE","BS0870","0159090007258296240BS0870","BiT 1000 C FR","8x2x0,75","uniepalniony, ekranowany kabel sterowniczy i zasilający, 0,6/1kV","BITNER","KMT",1,27080,"PLN",0.23,null,null,null,null,null,null,null,"n95"]
[1202,null,"STEROWNICZE","BS0871","0159090007258296240BS0871","BiT 1000 C FR","10x2x0,75","uniepalniony, ekranowany kabel sterowniczy i zasilający, 0,6/1kV","BITNER","KMT",1,31990,"PLN",0.23,null,null,null,null,null,null,null,"n95"]
[1203,null,"STEROWNICZE","BS0872","0159090007258296240BS0872","BiT 1000 C FR","12x2x0,75","uniepalniony, ekranowany kabel sterowniczy i zasilający, 0,6/1kV","BITNER","KMT",1,37080,"PLN",0.23,null,null,null,null,null,null,null,"n95"]
[1204,null,"STEROWNICZE","BS0873","0159090007258296240BS0873","BiT 1000 C FR","14x2x0,75","uniepalniony, ekranowany kabel sterowniczy i zasilający, 0,6/1kV","BITNER","KMT",1,42340,"PLN",0.23,null,null,null,null,null,null,null,"n95"]
[1205,null,"STEROWNICZE","BS0874","0159090007258296240BS0874","BiT 1000 C FR","16x2x0,75","uniepalniony, ekranowany kabel sterowniczy i zasilający, 0,6/1kV","BITNER","KMT",1,47810,"PLN",0.23,null,null,null,null,null,null,null,"n95"]
[1206,null,"STEROWNICZE","BS0875","0159090007258296240BS0875","BiT 1000 C FR","18x2x0,75","uniepalniony, ekranowany kabel sterowniczy i zasilający, 0,6/1kV","BITNER","KMT",1,52600,"PLN",0.23,null,null,null,null,null,null,null,"n95"]
[1207,null,"STEROWNICZE","BS0876","0159090007258296240BS0876","BiT 1000 C FR","20x2x0,75","uniepalniony, ekranowany kabel sterowniczy i zasilający, 0,6/1kV","BITNER","KMT",1,57400,"PLN",0.23,null,null,null,null,null,null,null,"n95"]
[1208,null,"STEROWNICZE","BS0877","0159090007258296240BS0877","BiT 1000 C FR","24x2x0,75","uniepalniony, ekranowany kabel sterowniczy i zasilający, 0,6/1kV","BITNER","KMT",1,66130,"PLN",0.23,null,null,null,null,null,null,null,"n95"]
[1209,null,"STEROWNICZE","BS0878","0159090007258296240BS0878","BiT 1000 C FR","2x2x1","uniepalniony, ekranowany kabel sterowniczy i zasilający, 0,6/1kV","BITNER","KMT",1,12660,"PLN",0.23,null,null,null,null,null,null,null,"n95"]
[1210,null,"STEROWNICZE","BS0879","0159090007258296240BS0879","BiT 1000 C FR","3x2x1","uniepalniony, ekranowany kabel sterowniczy i zasilający, 0,6/1kV","BITNER","KMT",1,15810,"PLN",0.23,null,null,null,null,null,null,null,"n95"]
[1211,null,"STEROWNICZE","BS0880","0159090007258296240BS0880","BiT 1000 C FR","4x2x1","uniepalniony, ekranowany kabel sterowniczy i zasilający, 0,6/1kV","BITNER","KMT",1,19480,"PLN",0.23,null,null,null,null,null,null,null,"n95"]
[1212,null,"STEROWNICZE","BS0881","0159090007258296240BS0881","BiT 1000 C FR","5x2x1","uniepalniony, ekranowany kabel sterowniczy i zasilający, 0,6/1kV","BITNER","KMT",1,23270,"PLN",0.23,null,null,null,null,null,null,null,"n95"]
[1213,null,"STEROWNICZE","BS0882","0159090007258296240BS0882","BiT 1000 C FR","6x2x1","uniepalniony, ekranowany kabel sterowniczy i zasilający, 0,6/1kV","BITNER","KMT",1,26080,"PLN",0.23,null,null,null,null,null,null,null,"n95"]
[1214,null,"STEROWNICZE","BS0883","0159090007258296240BS0883","BiT 1000 C FR","7x2x1","uniepalniony, ekranowany kabel sterowniczy i zasilający, 0,6/1kV","BITNER","KMT",1,29260,"PLN",0.23,null,null,null,null,null,null,null,"n95"]
[1215,null,"STEROWNICZE","BS0884","0159090007258296240BS0884","BiT 1000 C FR","8x2x1","uniepalniony, ekranowany kabel sterowniczy i zasilający, 0,6/1kV","BITNER","KMT",1,32900,"PLN",0.23,null,null,null,null,null,null,null,"n95"]
[1216,null,"STEROWNICZE","BS0885","0159090007258296240BS0885","BiT 1000 C FR","10x2x1","uniepalniony, ekranowany kabel sterowniczy i zasilający, 0,6/1kV","BITNER","KMT",1,38870,"PLN",0.23,null,null,null,null,null,null,null,"n95"]
[1217,null,"STEROWNICZE","BS0886","0159090007258296240BS0886","BiT 1000 C FR","12x2x1","uniepalniony, ekranowany kabel sterowniczy i zasilający, 0,6/1kV","BITNER","KMT",1,45230,"PLN",0.23,null,null,null,null,null,null,null,"n95"]
[1218,null,"STEROWNICZE","BS0887","0159090007258296240BS0887","BiT 1000 C FR","14x2x1","uniepalniony, ekranowany kabel sterowniczy i zasilający, 0,6/1kV","BITNER","KMT",1,51740,"PLN",0.23,null,null,null,null,null,null,null,"n95"]
[1219,null,"STEROWNICZE","BS0888","0159090007258296240BS0888","BiT 1000 C FR","16x2x1","uniepalniony, ekranowany kabel sterowniczy i zasilający, 0,6/1kV","BITNER","KMT",1,58770,"PLN",0.23,null,null,null,null,null,null,null,"n95"]
[1220,null,"STEROWNICZE","BS0889","0159090007258296240BS0889","BiT 1000 C FR","18x2x1","uniepalniony, ekranowany kabel sterowniczy i zasilający, 0,6/1kV","BITNER","KMT",1,64590,"PLN",0.23,null,null,null,null,null,null,null,"n95"]
[1221,null,"STEROWNICZE","BS0890","0159090007258296240BS0890","BiT 1000 C FR","20x2x1","uniepalniony, ekranowany kabel sterowniczy i zasilający, 0,6/1kV","BITNER","KMT",1,70710,"PLN",0.23,null,null,null,null,null,null,null,"n95"]
[1222,null,"STEROWNICZE","BS0891","0159090007258296240BS0891","BiT 1000 C FR","24x2x1","uniepalniony, ekranowany kabel sterowniczy i zasilający, 0,6/1kV","BITNER","KMT",1,82230,"PLN",0.23,null,null,null,null,null,null,null,"n95"]
[1223,null,"STEROWNICZE","BS0892","0159090007258296240BS0892","BiT 1000 C FR","2x2x1,5","uniepalniony, ekranowany kabel sterowniczy i zasilający, 0,6/1kV","BITNER","KMT",1,15930,"PLN",0.23,null,null,null,null,null,null,null,"n95"]
[1224,null,"STEROWNICZE","BS0893","0159090007258296240BS0893","BiT 1000 C FR","3x2x1,5","uniepalniony, ekranowany kabel sterowniczy i zasilający, 0,6/1kV","BITNER","KMT",1,20430,"PLN",0.23,null,null,null,null,null,null,null,"n95"]
[1225,null,"STEROWNICZE","BS0894","0159090007258296240BS0894","BiT 1000 C FR","4x2x1,5","uniepalniony, ekranowany kabel sterowniczy i zasilający, 0,6/1kV","BITNER","KMT",1,25280,"PLN",0.23,null,null,null,null,null,null,null,"n95"]
[1226,null,"STEROWNICZE","BS0895","0159090007258296240BS0895","BiT 1000 C FR","5x2x1,5","uniepalniony, ekranowany kabel sterowniczy i zasilający, 0,6/1kV","BITNER","KMT",1,29620,"PLN",0.23,null,null,null,null,null,null,null,"n95"]
[1227,null,"STEROWNICZE","BS0896","0159090007258296240BS0896","BiT 1000 C FR","6x2x1,5","uniepalniony, ekranowany kabel sterowniczy i zasilający, 0,6/1kV","BITNER","KMT",1,33450,"PLN",0.23,null,null,null,null,null,null,null,"n95"]
[1228,null,"STEROWNICZE","BS0897","0159090007258296240BS0897","BiT 1000 C FR","7x2x1,5","uniepalniony, ekranowany kabel sterowniczy i zasilający, 0,6/1kV","BITNER","KMT",1,38750,"PLN",0.23,null,null,null,null,null,null,null,"n95"]
[1229,null,"STEROWNICZE","BS0898","0159090007258296240BS0898","BiT 1000 C FR","8x2x1,5","uniepalniony, ekranowany kabel sterowniczy i zasilający, 0,6/1kV","BITNER","KMT",1,43260,"PLN",0.23,null,null,null,null,null,null,null,"n95"]
[1230,null,"STEROWNICZE","BS0899","0159090007258296240BS0899","BiT 1000 C FR","10x2x1,5","uniepalniony, ekranowany kabel sterowniczy i zasilający, 0,6/1kV","BITNER","KMT",1,52200,"PLN",0.23,null,null,null,null,null,null,null,"n95"]
[1231,null,"STEROWNICZE","BS0900","0159090007258296240BS0900","BiT 1000 C FR","12x2x1,5","uniepalniony, ekranowany kabel sterowniczy i zasilający, 0,6/1kV","BITNER","KMT",1,61020,"PLN",0.23,null,null,null,null,null,null,null,"n95"]
[1232,null,"STEROWNICZE","BS0901","0159090007258296240BS0901","BiT 1000 C FR","14x2x1,5","uniepalniony, ekranowany kabel sterowniczy i zasilający, 0,6/1kV","BITNER","KMT",1,69970,"PLN",0.23,null,null,null,null,null,null,null,"n95"]
[1233,null,"STEROWNICZE","BS0902","0159090007258296240BS0902","BiT 1000 C FR","16x2x1,5","uniepalniony, ekranowany kabel sterowniczy i zasilający, 0,6/1kV","BITNER","KMT",1,79660,"PLN",0.23,null,null,null,null,null,null,null,"n95"]
[1234,null,"STEROWNICZE","BS0903","0159090007258296240BS0903","BiT 1000 C FR","18x2x1,5","uniepalniony, ekranowany kabel sterowniczy i zasilający, 0,6/1kV","BITNER","KMT",1,90980,"PLN",0.23,null,null,null,null,null,null,null,"n95"]
[1235,null,"STEROWNICZE","BS0904","0159090007258296240BS0904","BiT 1000 C FR","20x2x1,5","uniepalniony, ekranowany kabel sterowniczy i zasilający, 0,6/1kV","BITNER","KMT",1,100200,"PLN",0.23,null,null,null,null,null,null,null,"n95"]
[1236,null,"STEROWNICZE","BS0905","0159090007258296240BS0905","BiT 1000 C FR","24x2x1,5","uniepalniony, ekranowany kabel sterowniczy i zasilający, 0,6/1kV","BITNER","KMT",1,116420,"PLN",0.23,null,null,null,null,null,null,null,"n95"]
[1237,null,"STEROWNICZE","BS0906","0159090007258296240BS0906","BiT 1000 C FR","2x2x2,5","uniepalniony, ekranowany kabel sterowniczy i zasilający, 0,6/1kV","BITNER","KMT",1,22290,"PLN",0.23,null,null,null,null,null,null,null,"n95"]
[1238,null,"STEROWNICZE","BS0907","0159090007258296240BS0907","BiT 1000 C FR","3x2x2,5","uniepalniony, ekranowany kabel sterowniczy i zasilający, 0,6/1kV","BITNER","KMT",1,28410,"PLN",0.23,null,null,null,null,null,null,null,"n95"]
[1239,null,"STEROWNICZE","BS0908","0159090007258296240BS0908","BiT 1000 C FR","4x2x2,5","uniepalniony, ekranowany kabel sterowniczy i zasilający, 0,6/1kV","BITNER","KMT",1,35670,"PLN",0.23,null,null,null,null,null,null,null,"n95"]
[1240,null,"STEROWNICZE","BS0909","0159090007258296240BS0909","BiT 1000 C FR","5x2x2,5","uniepalniony, ekranowany kabel sterowniczy i zasilający, 0,6/1kV","BITNER","KMT",1,43510,"PLN",0.23,null,null,null,null,null,null,null,"n95"]
[1241,null,"STEROWNICZE","BS0910","0159090007258296240BS0910","BiT 1000 C FR","6x2x2,5","uniepalniony, ekranowany kabel sterowniczy i zasilający, 0,6/1kV","BITNER","KMT",1,49700,"PLN",0.23,null,null,null,null,null,null,null,"n95"]
[1242,null,"STEROWNICZE","BS0911","0159090007258296240BS0911","BiT 1000 C FR","7x2x2,5","uniepalniony, ekranowany kabel sterowniczy i zasilający, 0,6/1kV","BITNER","KMT",1,57630,"PLN",0.23,null,null,null,null,null,null,null,"n95"]
[1243,null,"STEROWNICZE","BS0912","0159090007258296240BS0912","BiT 1000 C FR","8x2x2,5","uniepalniony, ekranowany kabel sterowniczy i zasilający, 0,6/1kV","BITNER","KMT",1,64930,"PLN",0.23,null,null,null,null,null,null,null,"n95"]
[1244,null,"STEROWNICZE","BS0913","0159090007258296240BS0913","BiT 1000 C FR","10x2x2,5","uniepalniony, ekranowany kabel sterowniczy i zasilający, 0,6/1kV","BITNER","KMT",1,78880,"PLN",0.23,null,null,null,null,null,null,null,"n95"]
[1245,null,"STEROWNICZE","BS0914","0159090007258296240BS0914","BiT 1000 C FR","12x2x2,5","uniepalniony, ekranowany kabel sterowniczy i zasilający, 0,6/1kV","BITNER","KMT",1,92960,"PLN",0.23,null,null,null,null,null,null,null,"n95"]
[1246,null,"STEROWNICZE","BS0915","0159090007258296240BS0915","BiT 1000 C FR","14x2x2,5","uniepalniony, ekranowany kabel sterowniczy i zasilający, 0,6/1kV","BITNER","KMT",1,110580,"PLN",0.23,null,null,null,null,null,null,null,"n95"]
[1247,null,"STEROWNICZE","BS0916","0159090007258296240BS0916","BiT 1000 C FR","16x2x2,5","uniepalniony, ekranowany kabel sterowniczy i zasilający, 0,6/1kV","BITNER","KMT",1,125070,"PLN",0.23,null,null,null,null,null,null,null,"n95"]
[1248,null,"STEROWNICZE","BS1445","0159090007258296240BS1445","BiT 1000 C OR","2x2x0,5","uniepalniony i olejoodporny, ekranowany kabel sterowniczy i zasilający, 0,6/1kV","BITNER","KMT",1,11270,"PLN",0.23,null,null,null,null,null,null,null,"n95"]
[1249,null,"STEROWNICZE","BS1446","0159090007258296240BS1446","BiT 1000 C OR","3x2x0,5","uniepalniony i olejoodporny, ekranowany kabel sterowniczy i zasilający, 0,6/1kV","BITNER","KMT",1,13500,"PLN",0.23,null,null,null,null,null,null,null,"n95"]
[1250,null,"STEROWNICZE","BS1447","0159090007258296240BS1447","BiT 1000 C OR","4x2x0,5","uniepalniony i olejoodporny, ekranowany kabel sterowniczy i zasilający, 0,6/1kV","BITNER","KMT",1,15420,"PLN",0.23,null,null,null,null,null,null,null,"n95"]
[1251,null,"STEROWNICZE","BS1448","0159090007258296240BS1448","BiT 1000 C OR","5x2x0,5","uniepalniony i olejoodporny, ekranowany kabel sterowniczy i zasilający, 0,6/1kV","BITNER","KMT",1,18160,"PLN",0.23,null,null,null,null,null,null,null,"n95"]
[1252,null,"STEROWNICZE","BS1449","0159090007258296240BS1449","BiT 1000 C OR","6x2x0,5","uniepalniony i olejoodporny, ekranowany kabel sterowniczy i zasilający, 0,6/1kV","BITNER","KMT",1,19940,"PLN",0.23,null,null,null,null,null,null,null,"n95"]
[1253,null,"STEROWNICZE","BS1450","0159090007258296240BS1450","BiT 1000 C OR","7x2x0,5","uniepalniony i olejoodporny, ekranowany kabel sterowniczy i zasilający, 0,6/1kV","BITNER","KMT",1,23080,"PLN",0.23,null,null,null,null,null,null,null,"n95"]
[1254,null,"STEROWNICZE","BS1451","0159090007258296240BS1451","BiT 1000 C OR","8x2x0,5","uniepalniony i olejoodporny, ekranowany kabel sterowniczy i zasilający, 0,6/1kV","BITNER","KMT",1,25380,"PLN",0.23,null,null,null,null,null,null,null,"n95"]
[1255,null,"STEROWNICZE","BS1452","0159090007258296240BS1452","BiT 1000 C OR","10x2x0,5","uniepalniony i olejoodporny, ekranowany kabel sterowniczy i zasilający, 0,6/1kV","BITNER","KMT",1,29850,"PLN",0.23,null,null,null,null,null,null,null,"n95"]
[1256,null,"STEROWNICZE","BS1453","0159090007258296240BS1453","BiT 1000 C OR","12x2x0,5","uniepalniony i olejoodporny, ekranowany kabel sterowniczy i zasilający, 0,6/1kV","BITNER","KMT",1,33800,"PLN",0.23,null,null,null,null,null,null,null,"n95"]
[1257,null,"STEROWNICZE","BS1454","0159090007258296240BS1454","BiT 1000 C OR","14x2x0,5","uniepalniony i olejoodporny, ekranowany kabel sterowniczy i zasilający, 0,6/1kV","BITNER","KMT",1,38290,"PLN",0.23,null,null,null,null,null,null,null,"n95"]
[1258,null,"STEROWNICZE","BS1455","0159090007258296240BS1455","BiT 1000 C OR","16x2x0,5","uniepalniony i olejoodporny, ekranowany kabel sterowniczy i zasilający, 0,6/1kV","BITNER","KMT",1,43300,"PLN",0.23,null,null,null,null,null,null,null,"n95"]
[1259,null,"STEROWNICZE","BS1456","0159090007258296240BS1456","BiT 1000 C OR","18x2x0,5","uniepalniony i olejoodporny, ekranowany kabel sterowniczy i zasilający, 0,6/1kV","BITNER","KMT",1,47370,"PLN",0.23,null,null,null,null,null,null,null,"n95"]
[1260,null,"STEROWNICZE","BS1457","0159090007258296240BS1457","BiT 1000 C OR","20x2x0,5","uniepalniony i olejoodporny, ekranowany kabel sterowniczy i zasilający, 0,6/1kV","BITNER","KMT",1,51250,"PLN",0.23,null,null,null,null,null,null,null,"n95"]
[1261,null,"STEROWNICZE","BS1458","0159090007258296240BS1458","BiT 1000 C OR","24x2x0,5","uniepalniony i olejoodporny, ekranowany kabel sterowniczy i zasilający, 0,6/1kV","BITNER","KMT",1,58770,"PLN",0.23,null,null,null,null,null,null,null,"n95"]
[1262,null,"STEROWNICZE","BS1459","0159090007258296240BS1459","BiT 1000 C OR","2x2x0,75","uniepalniony i olejoodporny, ekranowany kabel sterowniczy i zasilający, 0,6/1kV","BITNER","KMT",1,13220,"PLN",0.23,null,null,null,null,null,null,null,"n95"]
[1263,null,"STEROWNICZE","BS1460","0159090007258296240BS1460","BiT 1000 C OR","3x2x0,75","uniepalniony i olejoodporny, ekranowany kabel sterowniczy i zasilający, 0,6/1kV","BITNER","KMT",1,15870,"PLN",0.23,null,null,null,null,null,null,null,"n95"]
[1264,null,"STEROWNICZE","BS1461","0159090007258296240BS1461","BiT 1000 C OR","4x2x0,75","uniepalniony i olejoodporny, ekranowany kabel sterowniczy i zasilający, 0,6/1kV","BITNER","KMT",1,19140,"PLN",0.23,null,null,null,null,null,null,null,"n95"]
[1265,null,"STEROWNICZE","BS1462","0159090007258296240BS1462","BiT 1000 C OR","5x2x0,75","uniepalniony i olejoodporny, ekranowany kabel sterowniczy i zasilający, 0,6/1kV","BITNER","KMT",1,22710,"PLN",0.23,null,null,null,null,null,null,null,"n95"]
[1266,null,"STEROWNICZE","BS1463","0159090007258296240BS1463","BiT 1000 C OR","6x2x0,75","uniepalniony i olejoodporny, ekranowany kabel sterowniczy i zasilający, 0,6/1kV","BITNER","KMT",1,25310,"PLN",0.23,null,null,null,null,null,null,null,"n95"]
[1267,null,"STEROWNICZE","BS1464","0159090007258296240BS1464","BiT 1000 C OR","7x2x0,75","uniepalniony i olejoodporny, ekranowany kabel sterowniczy i zasilający, 0,6/1kV","BITNER","KMT",1,29200,"PLN",0.23,null,null,null,null,null,null,null,"n95"]
[1268,null,"STEROWNICZE","BS1465","0159090007258296240BS1465","BiT 1000 C OR","8x2x0,75","uniepalniony i olejoodporny, ekranowany kabel sterowniczy i zasilający, 0,6/1kV","BITNER","KMT",1,32010,"PLN",0.23,null,null,null,null,null,null,null,"n95"]
[1269,null,"STEROWNICZE","BS1466","0159090007258296240BS1466","BiT 1000 C OR","10x2x0,75","uniepalniony i olejoodporny, ekranowany kabel sterowniczy i zasilający, 0,6/1kV","BITNER","KMT",1,37800,"PLN",0.23,null,null,null,null,null,null,null,"n95"]
[1270,null,"STEROWNICZE","BS1467","0159090007258296240BS1467","BiT 1000 C OR","12x2x0,75","uniepalniony i olejoodporny, ekranowany kabel sterowniczy i zasilający, 0,6/1kV","BITNER","KMT",1,43820,"PLN",0.23,null,null,null,null,null,null,null,"n95"]
[1271,null,"STEROWNICZE","BS1468","0159090007258296240BS1468","BiT 1000 C OR","14x2x0,75","uniepalniony i olejoodporny, ekranowany kabel sterowniczy i zasilający, 0,6/1kV","BITNER","KMT",1,50040,"PLN",0.23,null,null,null,null,null,null,null,"n95"]
[1272,null,"STEROWNICZE","BS1469","0159090007258296240BS1469","BiT 1000 C OR","16x2x0,75","uniepalniony i olejoodporny, ekranowany kabel sterowniczy i zasilający, 0,6/1kV","BITNER","KMT",1,56500,"PLN",0.23,null,null,null,null,null,null,null,"n95"]
[1273,null,"STEROWNICZE","BS1470","0159090007258296240BS1470","BiT 1000 C OR","18x2x0,75","uniepalniony i olejoodporny, ekranowany kabel sterowniczy i zasilający, 0,6/1kV","BITNER","KMT",1,58820,"PLN",0.23,null,null,null,null,null,null,null,"n95"]
[1274,null,"STEROWNICZE","BS1471","0159090007258296240BS1471","BiT 1000 C OR","20x2x0,75","uniepalniony i olejoodporny, ekranowany kabel sterowniczy i zasilający, 0,6/1kV","BITNER","KMT",1,64180,"PLN",0.23,null,null,null,null,null,null,null,"n95"]
[1275,null,"STEROWNICZE","BS1472","0159090007258296240BS1472","BiT 1000 C OR","24x2x0,75","uniepalniony i olejoodporny, ekranowany kabel sterowniczy i zasilający, 0,6/1kV","BITNER","KMT",1,73950,"PLN",0.23,null,null,null,null,null,null,null,"n95"]
[1276,null,"STEROWNICZE","BS1473","0159090007258296240BS1473","BiT 1000 C OR","2x2x1","uniepalniony i olejoodporny, ekranowany kabel sterowniczy i zasilający, 0,6/1kV","BITNER","KMT",1,15260,"PLN",0.23,null,null,null,null,null,null,null,"n95"]
[1277,null,"STEROWNICZE","BS1474","0159090007258296240BS1474","BiT 1000 C OR","3x2x1","uniepalniony i olejoodporny, ekranowany kabel sterowniczy i zasilający, 0,6/1kV","BITNER","KMT",1,18360,"PLN",0.23,null,null,null,null,null,null,null,"n95"]
[1278,null,"STEROWNICZE","BS1475","0159090007258296240BS1475","BiT 1000 C OR","4x2x1","uniepalniony i olejoodporny, ekranowany kabel sterowniczy i zasilający, 0,6/1kV","BITNER","KMT",1,22610,"PLN",0.23,null,null,null,null,null,null,null,"n95"]
[1279,null,"STEROWNICZE","BS1476","0159090007258296240BS1476","BiT 1000 C OR","5x2x1","uniepalniony i olejoodporny, ekranowany kabel sterowniczy i zasilający, 0,6/1kV","BITNER","KMT",1,27010,"PLN",0.23,null,null,null,null,null,null,null,"n95"]
[1280,null,"STEROWNICZE","BS1477","0159090007258296240BS1477","BiT 1000 C OR","6x2x1","uniepalniony i olejoodporny, ekranowany kabel sterowniczy i zasilający, 0,6/1kV","BITNER","KMT",1,30280,"PLN",0.23,null,null,null,null,null,null,null,"n95"]
[1281,null,"STEROWNICZE","BS1478","0159090007258296240BS1478","BiT 1000 C OR","7x2x1","uniepalniony i olejoodporny, ekranowany kabel sterowniczy i zasilający, 0,6/1kV","BITNER","KMT",1,34580,"PLN",0.23,null,null,null,null,null,null,null,"n95"]
[1282,null,"STEROWNICZE","BS1479","0159090007258296240BS1479","BiT 1000 C OR","8x2x1","uniepalniony i olejoodporny, ekranowany kabel sterowniczy i zasilający, 0,6/1kV","BITNER","KMT",1,38880,"PLN",0.23,null,null,null,null,null,null,null,"n95"]
[1283,null,"STEROWNICZE","BS1480","0159090007258296240BS1480","BiT 1000 C OR","10x2x1","uniepalniony i olejoodporny, ekranowany kabel sterowniczy i zasilający, 0,6/1kV","BITNER","KMT",1,45940,"PLN",0.23,null,null,null,null,null,null,null,"n95"]
[1284,null,"STEROWNICZE","BS1481","0159090007258296240BS1481","BiT 1000 C OR","12x2x1","uniepalniony i olejoodporny, ekranowany kabel sterowniczy i zasilający, 0,6/1kV","BITNER","KMT",1,53460,"PLN",0.23,null,null,null,null,null,null,null,"n95"]
[1285,null,"STEROWNICZE","BS1482","0159090007258296240BS1482","BiT 1000 C OR","14x2x1","uniepalniony i olejoodporny, ekranowany kabel sterowniczy i zasilający, 0,6/1kV","BITNER","KMT",1,57860,"PLN",0.23,null,null,null,null,null,null,null,"n95"]
[1286,null,"STEROWNICZE","BS1483","0159090007258296240BS1483","BiT 1000 C OR","16x2x1","uniepalniony i olejoodporny, ekranowany kabel sterowniczy i zasilający, 0,6/1kV","BITNER","KMT",1,65720,"PLN",0.23,null,null,null,null,null,null,null,"n95"]
[1287,null,"STEROWNICZE","BS1484","0159090007258296240BS1484","BiT 1000 C OR","18x2x1","uniepalniony i olejoodporny, ekranowany kabel sterowniczy i zasilający, 0,6/1kV","BITNER","KMT",1,72230,"PLN",0.23,null,null,null,null,null,null,null,"n95"]
[1288,null,"STEROWNICZE","BS1485","0159090007258296240BS1485","BiT 1000 C OR","20x2x1","uniepalniony i olejoodporny, ekranowany kabel sterowniczy i zasilający, 0,6/1kV","BITNER","KMT",1,79060,"PLN",0.23,null,null,null,null,null,null,null,"n95"]
[1289,null,"STEROWNICZE","BS1486","0159090007258296240BS1486","BiT 1000 C OR","24x2x1","uniepalniony i olejoodporny, ekranowany kabel sterowniczy i zasilający, 0,6/1kV","BITNER","KMT",1,91940,"PLN",0.23,null,null,null,null,null,null,null,"n95"]
[1290,null,"STEROWNICZE","BS1487","0159090007258296240BS1487","BiT 1000 C OR","2x2x1,5","uniepalniony i olejoodporny, ekranowany kabel sterowniczy i zasilający, 0,6/1kV","BITNER","KMT",1,18490,"PLN",0.23,null,null,null,null,null,null,null,"n95"]
[1291,null,"STEROWNICZE","BS1488","0159090007258296240BS1488","BiT 1000 C OR","3x2x1,5","uniepalniony i olejoodporny, ekranowany kabel sterowniczy i zasilający, 0,6/1kV","BITNER","KMT",1,23710,"PLN",0.23,null,null,null,null,null,null,null,"n95"]
[1292,null,"STEROWNICZE","BS1489","0159090007258296240BS1489","BiT 1000 C OR","4x2x1,5","uniepalniony i olejoodporny, ekranowany kabel sterowniczy i zasilający, 0,6/1kV","BITNER","KMT",1,29340,"PLN",0.23,null,null,null,null,null,null,null,"n95"]
[1293,null,"STEROWNICZE","BS1490","0159090007258296240BS1490","BiT 1000 C OR","5x2x1,5","uniepalniony i olejoodporny, ekranowany kabel sterowniczy i zasilający, 0,6/1kV","BITNER","KMT",1,35010,"PLN",0.23,null,null,null,null,null,null,null,"n95"]
[1294,null,"STEROWNICZE","BS1491","0159090007258296240BS1491","BiT 1000 C OR","6x2x1,5","uniepalniony i olejoodporny, ekranowany kabel sterowniczy i zasilający, 0,6/1kV","BITNER","KMT",1,39530,"PLN",0.23,null,null,null,null,null,null,null,"n95"]
[1295,null,"STEROWNICZE","BS1492","0159090007258296240BS1492","BiT 1000 C OR","7x2x1,5","uniepalniony i olejoodporny, ekranowany kabel sterowniczy i zasilający, 0,6/1kV","BITNER","KMT",1,45800,"PLN",0.23,null,null,null,null,null,null,null,"n95"]
[1296,null,"STEROWNICZE","BS1493","0159090007258296240BS1493","BiT 1000 C OR","8x2x1,5","uniepalniony i olejoodporny, ekranowany kabel sterowniczy i zasilający, 0,6/1kV","BITNER","KMT",1,51130,"PLN",0.23,null,null,null,null,null,null,null,"n95"]
[1297,null,"STEROWNICZE","BS1494","0159090007258296240BS1494","BiT 1000 C OR","10x2x1,5","uniepalniony i olejoodporny, ekranowany kabel sterowniczy i zasilający, 0,6/1kV","BITNER","KMT",1,58360,"PLN",0.23,null,null,null,null,null,null,null,"n95"]
[1298,null,"STEROWNICZE","BS1495","0159090007258296240BS1495","BiT 1000 C OR","12x2x1,5","uniepalniony i olejoodporny, ekranowany kabel sterowniczy i zasilający, 0,6/1kV","BITNER","KMT",1,68230,"PLN",0.23,null,null,null,null,null,null,null,"n95"]
[1299,null,"STEROWNICZE","BS1496","0159090007258296240BS1496","BiT 1000 C OR","14x2x1,5","uniepalniony i olejoodporny, ekranowany kabel sterowniczy i zasilający, 0,6/1kV","BITNER","KMT",1,78240,"PLN",0.23,null,null,null,null,null,null,null,"n95"]
[1300,null,"STEROWNICZE","BS1497","0159090007258296240BS1497","BiT 1000 C OR","16x2x1,5","uniepalniony i olejoodporny, ekranowany kabel sterowniczy i zasilający, 0,6/1kV","BITNER","KMT",1,89080,"PLN",0.23,null,null,null,null,null,null,null,"n95"]
[1301,null,"STEROWNICZE","BS1498","0159090007258296240BS1498","BiT 1000 C OR","18x2x1,5","uniepalniony i olejoodporny, ekranowany kabel sterowniczy i zasilający, 0,6/1kV","BITNER","KMT",1,101730,"PLN",0.23,null,null,null,null,null,null,null,"n95"]
[1302,null,"STEROWNICZE","BS1499","0159090007258296240BS1499","BiT 1000 C OR","20x2x1,5","uniepalniony i olejoodporny, ekranowany kabel sterowniczy i zasilający, 0,6/1kV","BITNER","KMT",1,112040,"PLN",0.23,null,null,null,null,null,null,null,"n95"]
[1303,null,"STEROWNICZE","BS1500","0159090007258296240BS1500","BiT 1000 C OR","24x2x1,5","uniepalniony i olejoodporny, ekranowany kabel sterowniczy i zasilający, 0,6/1kV","BITNER","KMT",1,130180,"PLN",0.23,null,null,null,null,null,null,null,"n95"]
[1304,null,"STEROWNICZE","BS1501","0159090007258296240BS1501","BiT 1000 C OR","2x2x2,5","uniepalniony i olejoodporny, ekranowany kabel sterowniczy i zasilający, 0,6/1kV","BITNER","KMT",1,25870,"PLN",0.23,null,null,null,null,null,null,null,"n95"]
[1305,null,"STEROWNICZE","BS1502","0159090007258296240BS1502","BiT 1000 C OR","3x2x2,5","uniepalniony i olejoodporny, ekranowany kabel sterowniczy i zasilający, 0,6/1kV","BITNER","KMT",1,33580,"PLN",0.23,null,null,null,null,null,null,null,"n95"]
[1306,null,"STEROWNICZE","BS1503","0159090007258296240BS1503","BiT 1000 C OR","4x2x2,5","uniepalniony i olejoodporny, ekranowany kabel sterowniczy i zasilający, 0,6/1kV","BITNER","KMT",1,42160,"PLN",0.23,null,null,null,null,null,null,null,"n95"]
[1307,null,"STEROWNICZE","BS1504","0159090007258296240BS1504","BiT 1000 C OR","5x2x2,5","uniepalniony i olejoodporny, ekranowany kabel sterowniczy i zasilający, 0,6/1kV","BITNER","KMT",1,51420,"PLN",0.23,null,null,null,null,null,null,null,"n95"]
[1308,null,"STEROWNICZE","BS1505","0159090007258296240BS1505","BiT 1000 C OR","6x2x2,5","uniepalniony i olejoodporny, ekranowany kabel sterowniczy i zasilający, 0,6/1kV","BITNER","KMT",1,58730,"PLN",0.23,null,null,null,null,null,null,null,"n95"]
[1309,null,"STEROWNICZE","BS1506","0159090007258296240BS1506","BiT 1000 C OR","7x2x2,5","uniepalniony i olejoodporny, ekranowany kabel sterowniczy i zasilający, 0,6/1kV","BITNER","KMT",1,64440,"PLN",0.23,null,null,null,null,null,null,null,"n95"]
[1310,null,"STEROWNICZE","BS1507","0159090007258296240BS1507","BiT 1000 C OR","8x2x2,5","uniepalniony i olejoodporny, ekranowany kabel sterowniczy i zasilający, 0,6/1kV","BITNER","KMT",1,72610,"PLN",0.23,null,null,null,null,null,null,null,"n95"]
[1311,null,"STEROWNICZE","BS1508","0159090007258296240BS1508","BiT 1000 C OR","10x2x2,5","uniepalniony i olejoodporny, ekranowany kabel sterowniczy i zasilający, 0,6/1kV","BITNER","KMT",1,88200,"PLN",0.23,null,null,null,null,null,null,null,"n95"]
[1312,null,"STEROWNICZE","BS1509","0159090007258296240BS1509","BiT 1000 C OR","12x2x2,5","uniepalniony i olejoodporny, ekranowany kabel sterowniczy i zasilający, 0,6/1kV","BITNER","KMT",1,103950,"PLN",0.23,null,null,null,null,null,null,null,"n95"]
[1313,null,"STEROWNICZE","BS1510","0159090007258296240BS1510","BiT 1000 C OR","14x2x2,5","uniepalniony i olejoodporny, ekranowany kabel sterowniczy i zasilający, 0,6/1kV","BITNER","KMT",1,123650,"PLN",0.23,null,null,null,null,null,null,null,"n95"]
[1314,null,"STEROWNICZE","BS1511","0159090007258296240BS1511","BiT 1000 C OR","16x2x2,5","uniepalniony i olejoodporny, ekranowany kabel sterowniczy i zasilający, 0,6/1kV","BITNER","KMT",1,139850,"PLN",0.23,null,null,null,null,null,null,null,"n95"]
[1315,null,"STEROWNICZE","H61300","0159090007258296240H61300","BiT 1000 CH","2x2x0,5",null,"BITNER","KMT",1,10440,"PLN",0.23,null,null,null,null,null,null,null,"n95"]
[1316,null,"STEROWNICZE","H61301","0159090007258296240H61301","BiT 1000 CH","3x2x0,5",null,"BITNER","KMT",1,12500,"PLN",0.23,null,null,null,null,null,null,null,"n95"]
[1317,null,"STEROWNICZE","H61302","0159090007258296240H61302","BiT 1000 CH","4x2x0,5",null,"BITNER","KMT",1,14830,"PLN",0.23,null,null,null,null,null,null,null,"n95"]
[1318,null,"STEROWNICZE","H61303","0159090007258296240H61303","BiT 1000 CH","5x2x0,5",null,"BITNER","KMT",1,17460,"PLN",0.23,null,null,null,null,null,null,null,"n95"]
[1319,null,"STEROWNICZE","H61304","0159090007258296240H61304","BiT 1000 CH","6x2x0,5",null,"BITNER","KMT",1,19180,"PLN",0.23,null,null,null,null,null,null,null,"n95"]
[1320,null,"STEROWNICZE","H61305","0159090007258296240H61305","BiT 1000 CH","7x2x0,5",null,"BITNER","KMT",1,22190,"PLN",0.23,null,null,null,null,null,null,null,"n95"]
[1321,null,"STEROWNICZE","H61306","0159090007258296240H61306","BiT 1000 CH","8x2x0,5",null,"BITNER","KMT",1,24400,"PLN",0.23,null,null,null,null,null,null,null,"n95"]
[1322,null,"STEROWNICZE","H61307","0159090007258296240H61307","BiT 1000 CH","10x2x0,5",null,"BITNER","KMT",1,28700,"PLN",0.23,null,null,null,null,null,null,null,"n95"]
[1323,null,"STEROWNICZE","H61308","0159090007258296240H61308","BiT 1000 CH","12x2x0,5",null,"BITNER","KMT",1,31200,"PLN",0.23,null,null,null,null,null,null,null,"n95"]
[1324,null,"STEROWNICZE","H61309","0159090007258296240H61309","BiT 1000 CH","14x2x0,5",null,"BITNER","KMT",1,35340,"PLN",0.23,null,null,null,null,null,null,null,"n95"]
[1325,null,"STEROWNICZE","H61310","0159090007258296240H61310","BiT 1000 CH","16x2x0,5",null,"BITNER","KMT",1,39970,"PLN",0.23,null,null,null,null,null,null,null,"n95"]
[1326,null,"STEROWNICZE","H61311","0159090007258296240H61311","BiT 1000 CH","18x2x0,5",null,"BITNER","KMT",1,43730,"PLN",0.23,null,null,null,null,null,null,null,"n95"]
[1327,null,"STEROWNICZE","H61312","0159090007258296240H61312","BiT 1000 CH","20x2x0,5",null,"BITNER","KMT",1,47300,"PLN",0.23,null,null,null,null,null,null,null,"n95"]
[1328,null,"STEROWNICZE","H61313","0159090007258296240H61313","BiT 1000 CH","24x2x0,5",null,"BITNER","KMT",1,54250,"PLN",0.23,null,null,null,null,null,null,null,"n95"]
[1329,null,"STEROWNICZE","H61314","0159090007258296240H61314","BiT 1000 CH","2x2x0,75",null,"BITNER","KMT",1,12240,"PLN",0.23,null,null,null,null,null,null,null,"n95"]
[1330,null,"STEROWNICZE","H61315","0159090007258296240H61315","BiT 1000 CH","3x2x0,75",null,"BITNER","KMT",1,15260,"PLN",0.23,null,null,null,null,null,null,null,"n95"]
[1331,null,"STEROWNICZE","H61316","0159090007258296240H61316","BiT 1000 CH","4x2x0,75",null,"BITNER","KMT",1,18400,"PLN",0.23,null,null,null,null,null,null,null,"n95"]
[1332,null,"STEROWNICZE","H61317","0159090007258296240H61317","BiT 1000 CH","5x2x0,75",null,"BITNER","KMT",1,21840,"PLN",0.23,null,null,null,null,null,null,null,"n95"]
[1333,null,"STEROWNICZE","H61318","0159090007258296240H61318","BiT 1000 CH","6x2x0,75",null,"BITNER","KMT",1,24340,"PLN",0.23,null,null,null,null,null,null,null,"n95"]
[1334,null,"STEROWNICZE","H61319","0159090007258296240H61319","BiT 1000 CH","7x2x0,75",null,"BITNER","KMT",1,28080,"PLN",0.23,null,null,null,null,null,null,null,"n95"]
[1335,null,"STEROWNICZE","H61320","0159090007258296240H61320","BiT 1000 CH","8x2x0,75",null,"BITNER","KMT",1,31930,"PLN",0.23,null,null,null,null,null,null,null,"n95"]
[1336,null,"STEROWNICZE","H61321","0159090007258296240H61321","BiT 1000 CH","10x2x0,75",null,"BITNER","KMT",1,34900,"PLN",0.23,null,null,null,null,null,null,null,"n95"]
[1337,null,"STEROWNICZE","H61322","0159090007258296240H61322","BiT 1000 CH","12x2x0,75",null,"BITNER","KMT",1,40450,"PLN",0.23,null,null,null,null,null,null,null,"n95"]
[1338,null,"STEROWNICZE","H61323","0159090007258296240H61323","BiT 1000 CH","14x2x0,75",null,"BITNER","KMT",1,46190,"PLN",0.23,null,null,null,null,null,null,null,"n95"]
[1339,null,"STEROWNICZE","H61324","0159090007258296240H61324","BiT 1000 CH","16x2x0,75",null,"BITNER","KMT",1,52150,"PLN",0.23,null,null,null,null,null,null,null,"n95"]
[1340,null,"STEROWNICZE","H61325","0159090007258296240H61325","BiT 1000 CH","18x2x0,75",null,"BITNER","KMT",1,57380,"PLN",0.23,null,null,null,null,null,null,null,"n95"]
[1341,null,"STEROWNICZE","H61326","0159090007258296240H61326","BiT 1000 CH","20x2x0,75",null,"BITNER","KMT",1,62620,"PLN",0.23,null,null,null,null,null,null,null,"n95"]
[1342,null,"STEROWNICZE","H61327","0159090007258296240H61327","BiT 1000 CH","24x2x0,75",null,"BITNER","KMT",1,72140,"PLN",0.23,null,null,null,null,null,null,null,"n95"]
[1343,null,"STEROWNICZE","H61328","0159090007258296240H61328","BiT 1000 CH","2x2x1",null,"BITNER","KMT",1,14130,"PLN",0.23,null,null,null,null,null,null,null,"n95"]
[1344,null,"STEROWNICZE","H61329","0159090007258296240H61329","BiT 1000 CH","3x2x1",null,"BITNER","KMT",1,17650,"PLN",0.23,null,null,null,null,null,null,null,"n95"]
[1345,null,"STEROWNICZE","H61330","0159090007258296240H61330","BiT 1000 CH","4x2x1",null,"BITNER","KMT",1,21740,"PLN",0.23,null,null,null,null,null,null,null,"n95"]
[1346,null,"STEROWNICZE","H61331","0159090007258296240H61331","BiT 1000 CH","5x2x1",null,"BITNER","KMT",1,25980,"PLN",0.23,null,null,null,null,null,null,null,"n95"]
[1347,null,"STEROWNICZE","H61332","0159090007258296240H61332","BiT 1000 CH","6x2x1",null,"BITNER","KMT",1,29110,"PLN",0.23,null,null,null,null,null,null,null,"n95"]
[1348,null,"STEROWNICZE","H61333","0159090007258296240H61333","BiT 1000 CH","7x2x1",null,"BITNER","KMT",1,31920,"PLN",0.23,null,null,null,null,null,null,null,"n95"]
[1349,null,"STEROWNICZE","H61334","0159090007258296240H61334","BiT 1000 CH","8x2x1",null,"BITNER","KMT",1,35890,"PLN",0.23,null,null,null,null,null,null,null,"n95"]
[1350,null,"STEROWNICZE","H61335","0159090007258296240H61335","BiT 1000 CH","10x2x1",null,"BITNER","KMT",1,42410,"PLN",0.23,null,null,null,null,null,null,null,"n95"]
[1351,null,"STEROWNICZE","H61336","0159090007258296240H61336","BiT 1000 CH","12x2x1",null,"BITNER","KMT",1,49340,"PLN",0.23,null,null,null,null,null,null,null,"n95"]
[1352,null,"STEROWNICZE","H61337","0159090007258296240H61337","BiT 1000 CH","14x2x1",null,"BITNER","KMT",1,56450,"PLN",0.23,null,null,null,null,null,null,null,"n95"]
[1353,null,"STEROWNICZE","H61338","0159090007258296240H61338","BiT 1000 CH","16x2x1",null,"BITNER","KMT",1,64120,"PLN",0.23,null,null,null,null,null,null,null,"n95"]
[1354,null,"STEROWNICZE","H61339","0159090007258296240H61339","BiT 1000 CH","18x2x1",null,"BITNER","KMT",1,70460,"PLN",0.23,null,null,null,null,null,null,null,"n95"]
[1355,null,"STEROWNICZE","H61340","0159090007258296240H61340","BiT 1000 CH","20x2x1",null,"BITNER","KMT",1,77140,"PLN",0.23,null,null,null,null,null,null,null,"n95"]
[1356,null,"STEROWNICZE","H61341","0159090007258296240H61341","BiT 1000 CH","24x2x1",null,"BITNER","KMT",1,89700,"PLN",0.23,null,null,null,null,null,null,null,"n95"]
[1357,null,"STEROWNICZE","H61342","0159090007258296240H61342","BiT 1000 CH","2x2x1,5",null,"BITNER","KMT",1,17780,"PLN",0.23,null,null,null,null,null,null,null,"n95"]
[1358,null,"STEROWNICZE","H61343","0159090007258296240H61343","BiT 1000 CH","3x2x1,5",null,"BITNER","KMT",1,22800,"PLN",0.23,null,null,null,null,null,null,null,"n95"]
[1359,null,"STEROWNICZE","H61344","0159090007258296240H61344","BiT 1000 CH","4x2x1,5",null,"BITNER","KMT",1,28210,"PLN",0.23,null,null,null,null,null,null,null,"n95"]
[1360,null,"STEROWNICZE","H61345","0159090007258296240H61345","BiT 1000 CH","5x2x1,5",null,"BITNER","KMT",1,32320,"PLN",0.23,null,null,null,null,null,null,null,"n95"]
[1361,null,"STEROWNICZE","H61346","0159090007258296240H61346","BiT 1000 CH","6x2x1,5",null,"BITNER","KMT",1,36490,"PLN",0.23,null,null,null,null,null,null,null,"n95"]
[1362,null,"STEROWNICZE","H61347","0159090007258296240H61347","BiT 1000 CH","7x2x1,5",null,"BITNER","KMT",1,42280,"PLN",0.23,null,null,null,null,null,null,null,"n95"]
[1363,null,"STEROWNICZE","H61348","0159090007258296240H61348","BiT 1000 CH","8x2x1,5",null,"BITNER","KMT",1,47200,"PLN",0.23,null,null,null,null,null,null,null,"n95"]
[1364,null,"STEROWNICZE","H61349","0159090007258296240H61349","BiT 1000 CH","10x2x1,5",null,"BITNER","KMT",1,56940,"PLN",0.23,null,null,null,null,null,null,null,"n95"]
[1365,null,"STEROWNICZE","H61350","0159090007258296240H61350","BiT 1000 CH","12x2x1,5",null,"BITNER","KMT",1,66560,"PLN",0.23,null,null,null,null,null,null,null,"n95"]
[1366,null,"STEROWNICZE","H61351","0159090007258296240H61351","BiT 1000 CH","14x2x1,5",null,"BITNER","KMT",1,76330,"PLN",0.23,null,null,null,null,null,null,null,"n95"]
[1367,null,"STEROWNICZE","H61352","0159090007258296240H61352","BiT 1000 CH","16x2x1,5",null,"BITNER","KMT",1,86900,"PLN",0.23,null,null,null,null,null,null,null,"n95"]
[1368,null,"STEROWNICZE","H61353","0159090007258296240H61353","BiT 1000 CH","18x2x1,5",null,"BITNER","KMT",1,99250,"PLN",0.23,null,null,null,null,null,null,null,"n95"]
[1369,null,"STEROWNICZE","H61354","0159090007258296240H61354","BiT 1000 CH","20x2x1,5",null,"BITNER","KMT",1,109310,"PLN",0.23,null,null,null,null,null,null,null,"n95"]
[1370,null,"STEROWNICZE","H61355","0159090007258296240H61355","BiT 1000 CH","24x2x1,5",null,"BITNER","KMT",1,127010,"PLN",0.23,null,null,null,null,null,null,null,"n95"]
[1371,null,"STEROWNICZE","H61356","0159090007258296240H61356","BiT 1000 CH","2x2x2,5",null,"BITNER","KMT",1,24880,"PLN",0.23,null,null,null,null,null,null,null,"n95"]
[1372,null,"STEROWNICZE","H61357","0159090007258296240H61357","BiT 1000 CH","3x2x2,5",null,"BITNER","KMT",1,31000,"PLN",0.23,null,null,null,null,null,null,null,"n95"]
[1373,null,"STEROWNICZE","H61358","0159090007258296240H61358","BiT 1000 CH","4x2x2,5",null,"BITNER","KMT",1,38920,"PLN",0.23,null,null,null,null,null,null,null,"n95"]
[1374,null,"STEROWNICZE","H61359","0159090007258296240H61359","BiT 1000 CH","5x2x2,5",null,"BITNER","KMT",1,47460,"PLN",0.23,null,null,null,null,null,null,null,"n95"]
[1375,null,"STEROWNICZE","H61360","0159090007258296240H61360","BiT 1000 CH","6x2x2,5",null,"BITNER","KMT",1,54220,"PLN",0.23,null,null,null,null,null,null,null,"n95"]
[1376,null,"STEROWNICZE","H61361","0159090007258296240H61361","BiT 1000 CH","7x2x2,5",null,"BITNER","KMT",1,62870,"PLN",0.23,null,null,null,null,null,null,null,"n95"]
[1377,null,"STEROWNICZE","H61362","0159090007258296240H61362","BiT 1000 CH","8x2x2,5",null,"BITNER","KMT",1,70840,"PLN",0.23,null,null,null,null,null,null,null,"n95"]
[1378,null,"STEROWNICZE","H61363","0159090007258296240H61363","BiT 1000 CH","10x2x2,5",null,"BITNER","KMT",1,86050,"PLN",0.23,null,null,null,null,null,null,null,"n95"]
[1379,null,"STEROWNICZE","H61364","0159090007258296240H61364","BiT 1000 CH","12x2x2,5",null,"BITNER","KMT",1,101410,"PLN",0.23,null,null,null,null,null,null,null,"n95"]
[1380,null,"STEROWNICZE","H61365","0159090007258296240H61365","BiT 1000 CH","14x2x2,5",null,"BITNER","KMT",1,120640,"PLN",0.23,null,null,null,null,null,null,null,"n95"]
[1381,null,"STEROWNICZE","H61366","0159090007258296240H61366","BiT 1000 CH","16x2x2,5",null,"BITNER","KMT",1,136440,"PLN",0.23,null,null,null,null,null,null,null,"n95"]
[1382,null,"STEROWNICZE","S62591","0159090007258296240S62591","BiT 1000 CY","25G0,5",null,"BITNER","KMT",1,28870,"PLN",0.23,null,null,null,null,null,null,null,"n95"]
[1383,null,"STEROWNICZE","S62592","0159090007258296240S62592","BiT 1000 CY","2x0,75",null,"BITNER","KMT",1,6990,"PLN",0.23,null,null,null,null,null,null,null,"n95"]
[1384,null,"STEROWNICZE","S62593","0159090007258296240S62593","BiT 1000 CY","3G0,75",null,"BITNER","KMT",1,7230,"PLN",0.23,null,null,null,null,null,null,null,"n95"]
[1385,null,"STEROWNICZE","S62594","0159090007258296240S62594","BiT 1000 CY","4G0,75",null,"BITNER","KMT",1,9580,"PLN",0.23,null,null,null,null,null,null,null,"n95"]
[1386,null,"STEROWNICZE","S62595","0159090007258296240S62595","BiT 1000 CY","5G0,75",null,"BITNER","KMT",1,11520,"PLN",0.23,null,null,null,null,null,null,null,"n95"]
[1387,null,"STEROWNICZE","S62596","0159090007258296240S62596","BiT 1000 CY","7G0,75",null,"BITNER","KMT",1,13510,"PLN",0.23,null,null,null,null,null,null,null,"n95"]
[1388,null,"STEROWNICZE","S62597","0159090007258296240S62597","BiT 1000 CY","12G0,75",null,"BITNER","KMT",1,20660,"PLN",0.23,null,null,null,null,null,null,null,"n95"]
[1389,null,"STEROWNICZE","S62598","0159090007258296240S62598","BiT 1000 CY","18G0,75",null,"BITNER","KMT",1,27800,"PLN",0.23,null,null,null,null,null,null,null,"n95"]
[1390,null,"STEROWNICZE","S62599","0159090007258296240S62599","BiT 1000 CY","25G0,75",null,"BITNER","KMT",1,36910,"PLN",0.23,null,null,null,null,null,null,null,"n95"]
[1391,null,"STEROWNICZE","S62634","0159090007258296240S62634","BiT 1000 CY","10G1,0",null,"BITNER","KMT",1,22560,"PLN",0.23,null,null,null,null,null,null,null,"n95"]
[1392,null,"STEROWNICZE","S62635","0159090007258296240S62635","BiT 1000 CY","2x1,5",null,"BITNER","KMT",1,9460,"PLN",0.23,null,null,null,null,null,null,null,"n95"]
[1393,null,"STEROWNICZE","S62636","0159090007258296240S62636","BiT 1000 CY","3G1,5",null,"BITNER","KMT",1,11560,"PLN",0.23,null,null,null,null,null,null,null,"n95"]
[1394,null,"STEROWNICZE","S62637","0159090007258296240S62637","BiT 1000 CY","4G1,5",null,"BITNER","KMT",1,14120,"PLN",0.23,null,null,null,null,null,null,null,"n95"]
[1395,null,"STEROWNICZE","S62638","0159090007258296240S62638","BiT 1000 CY","5G1,5",null,"BITNER","KMT",1,16260,"PLN",0.23,null,null,null,null,null,null,null,"n95"]
[1396,null,"STEROWNICZE","S62639","0159090007258296240S62639","BiT 1000 CY","7G1,5",null,"BITNER","KMT",1,20290,"PLN",0.23,null,null,null,null,null,null,null,"n95"]
[1397,null,"STEROWNICZE","S62640","0159090007258296240S62640","BiT 1000 CY","12G1,5",null,"BITNER","KMT",1,31750,"PLN",0.23,null,null,null,null,null,null,null,"n95"]
[1398,null,"STEROWNICZE","S62641","0159090007258296240S62641","BiT 1000 CY","18G1,5",null,"BITNER","KMT",1,44390,"PLN",0.23,null,null,null,null,null,null,null,"n95"]
[1399,null,"STEROWNICZE","S62642","0159090007258296240S62642","BiT 1000 CY","5G1,0",null,"BITNER","KMT",1,13080,"PLN",0.23,null,null,null,null,null,null,null,"n95"]
[1400,null,"STEROWNICZE","S62643","0159090007258296240S62643","BiT 1000 CY","7G1,0",null,"BITNER","KMT",1,15800,"PLN",0.23,null,null,null,null,null,null,null,"n95"]
[1401,null,"STEROWNICZE","S62644","0159090007258296240S62644","BiT 1000 CY","12G1,0",null,"BITNER","KMT",1,24430,"PLN",0.23,null,null,null,null,null,null,null,"n95"]
[1402,null,"STEROWNICZE","S62645","0159090007258296240S62645","BiT 1000 CY","18G1,0",null,"BITNER","KMT",1,33530,"PLN",0.23,null,null,null,null,null,null,null,"n95"]
[1403,null,"STEROWNICZE","S62646","0159090007258296240S62646","BiT 1000 CY","25G1,0",null,"BITNER","KMT",1,45000,"PLN",0.23,null,null,null,null,null,null,null,"n95"]
[1404,null,"STEROWNICZE","S62647","0159090007258296240S62647","BiT 1000 CY","2x1,0",null,"BITNER","KMT",1,7800,"PLN",0.23,null,null,null,null,null,null,null,"n95"]
[1405,null,"STEROWNICZE","S62648","0159090007258296240S62648","BiT 1000 CY","3G1,0",null,"BITNER","KMT",1,9330,"PLN",0.23,null,null,null,null,null,null,null,"n95"]
[1406,null,"STEROWNICZE","S62649","0159090007258296240S62649","BiT 1000 CY","4G1,0",null,"BITNER","KMT",1,11080,"PLN",0.23,null,null,null,null,null,null,null,"n95"]
[1407,null,"STEROWNICZE","S62650","0159090007258296240S62650","BiT 1000 CY","2x2,5",null,"BITNER","KMT",1,12900,"PLN",0.23,null,null,null,null,null,null,null,"n95"]
[1408,null,"STEROWNICZE","S62651","0159090007258296240S62651","BiT 1000 CY","3G2,5",null,"BITNER","KMT",1,15820,"PLN",0.23,null,null,null,null,null,null,null,"n95"]
[1409,null,"STEROWNICZE","S62652","0159090007258296240S62652","BiT 1000 CY","4G2,5",null,"BITNER","KMT",1,19240,"PLN",0.23,null,null,null,null,null,null,null,"n95"]
[1410,null,"STEROWNICZE","S62653","0159090007258296240S62653","BiT 1000 CY","5G2,5",null,"BITNER","KMT",1,22910,"PLN",0.23,null,null,null,null,null,null,null,"n95"]
[1411,null,"STEROWNICZE","S62654","0159090007258296240S62654","BiT 1000 CY","7G2,5",null,"BITNER","KMT",1,28960,"PLN",0.23,null,null,null,null,null,null,null,"n95"]
[1412,null,"STEROWNICZE","S62655","0159090007258296240S62655","BiT 1000 CY","10G2,5",null,"BITNER","KMT",1,41440,"PLN",0.23,null,null,null,null,null,null,null,"n95"]
[1413,null,"STEROWNICZE","S62656","0159090007258296240S62656","BiT 1000 CY","14G2,5",null,"BITNER","KMT",1,52930,"PLN",0.23,null,null,null,null,null,null,null,"n95"]
[1414,null,"STEROWNICZE","S62657","0159090007258296240S62657","BiT 1000 CY","16G2,5",null,"BITNER","KMT",1,62220,"PLN",0.23,null,null,null,null,null,null,null,"n95"]
[1415,null,"STEROWNICZE","S62658","0159090007258296240S62658","BiT 1000 CY","18G2,5",null,"BITNER","KMT",1,67030,"PLN",0.23,null,null,null,null,null,null,null,"n95"]
[1416,null,"STEROWNICZE","S62659","0159090007258296240S62659","BiT 1000 CY","25G2,5",null,"BITNER","KMT",1,90480,"PLN",0.23,null,null,null,null,null,null,null,"n95"]
[1417,null,"STEROWNICZE","S62660","0159090007258296240S62660","BiT 1000 CY","2x4",null,"BITNER","KMT",1,17040,"PLN",0.23,null,null,null,null,null,null,null,"n95"]
[1418,null,"STEROWNICZE","S62661","0159090007258296240S62661","BiT 1000 CY","3G4",null,"BITNER","KMT",1,22060,"PLN",0.23,null,null,null,null,null,null,null,"n95"]
[1419,null,"STEROWNICZE","S62662","0159090007258296240S62662","BiT 1000 CY","4G4",null,"BITNER","KMT",1,27350,"PLN",0.23,null,null,null,null,null,null,null,"n95"]
[1420,null,"STEROWNICZE","S62663","0159090007258296240S62663","BiT 1000 CY","5G4",null,"BITNER","KMT",1,32940,"PLN",0.23,null,null,null,null,null,null,null,"n95"]
[1421,null,"STEROWNICZE","S62664","0159090007258296240S62664","BiT 1000 CY","7G4",null,"BITNER","KMT",1,42870,"PLN",0.23,null,null,null,null,null,null,null,"n95"]
[1422,null,"STEROWNICZE","S62665","0159090007258296240S62665","BiT 1000 CY","10G4",null,"BITNER","KMT",1,61990,"PLN",0.23,null,null,null,null,null,null,null,"n95"]
[1423,null,"STEROWNICZE","S62666","0159090007258296240S62666","BiT 1000 CY","3G6",null,"BITNER","KMT",1,29400,"PLN",0.23,null,null,null,null,null,null,null,"n95"]
[1424,null,"STEROWNICZE","S62667","0159090007258296240S62667","BiT 1000 CY","4G6",null,"BITNER","KMT",1,37490,"PLN",0.23,null,null,null,null,null,null,null,"n95"]
[1425,null,"STEROWNICZE","S62668","0159090007258296240S62668","BiT 1000 CY","5G6",null,"BITNER","KMT",1,45200,"PLN",0.23,null,null,null,null,null,null,null,"n95"]
[1426,null,"STEROWNICZE","S62669","0159090007258296240S62669","BiT 1000 CY","7G6",null,"BITNER","KMT",1,59730,"PLN",0.23,null,null,null,null,null,null,null,"n95"]
[1427,null,"STEROWNICZE","S62670","0159090007258296240S62670","BiT 1000 CY","3G10",null,"BITNER","KMT",1,46900,"PLN",0.23,null,null,null,null,null,null,null,"n95"]
[1428,null,"STEROWNICZE","S62671","0159090007258296240S62671","BiT 1000 CY","4G10",null,"BITNER","KMT",1,60340,"PLN",0.23,null,null,null,null,null,null,null,"n95"]
[1429,null,"STEROWNICZE","S62672","0159090007258296240S62672","BiT 1000 CY","5G10",null,"BITNER","KMT",1,73090,"PLN",0.23,null,null,null,null,null,null,null,"n95"]
[1430,null,"STEROWNICZE","S62673","0159090007258296240S62673","BiT 1000 CY","7G10",null,"BITNER","KMT",1,97540,"PLN",0.23,null,null,null,null,null,null,null,"n95"]
[1431,null,"STEROWNICZE","S62674","0159090007258296240S62674","BiT 1000 CY","3G16",null,"BITNER","KMT",1,68240,"PLN",0.23,null,null,null,null,null,null,null,"n95"]
[1432,null,"STEROWNICZE","S62675","0159090007258296240S62675","BiT 1000 CY","4G16",null,"BITNER","KMT",1,88160,"PLN",0.23,null,null,null,null,null,null,null,"n95"]
[1433,null,"STEROWNICZE","S62676","0159090007258296240S62676","BiT 1000 CY","5G16",null,"BITNER","KMT",1,107770,"PLN",0.23,null,null,null,null,null,null,null,"n95"]
[1434,null,"STEROWNICZE","S62677","0159090007258296240S62677","BiT 1000 CY","7G16",null,"BITNER","KMT",1,144940,"PLN",0.23,null,null,null,null,null,null,null,"n95"]
[1435,null,"STEROWNICZE","S62678","0159090007258296240S62678","BiT 1000 CY","3G25",null,"BITNER","KMT",1,104270,"PLN",0.23,null,null,null,null,null,null,null,"n95"]
[1436,null,"STEROWNICZE","S62679","0159090007258296240S62679","BiT 1000 CY","4G25",null,"BITNER","KMT",1,135170,"PLN",0.23,null,null,null,null,null,null,null,"n95"]
[1437,null,"STEROWNICZE","S62680","0159090007258296240S62680","BiT 1000 CY","5G25",null,"BITNER","KMT",1,165720,"PLN",0.23,null,null,null,null,null,null,null,"n95"]
[1438,null,"STEROWNICZE","S62681","0159090007258296240S62681","BiT 1000 CY","3G35",null,"BITNER","KMT",1,137790,"PLN",0.23,null,null,null,null,null,null,null,"n95"]
[1439,null,"STEROWNICZE","S62682","0159090007258296240S62682","BiT 1000 CY","4G35",null,"BITNER","KMT",1,183280,"PLN",0.23,null,null,null,null,null,null,null,"n95"]
[1440,null,"STEROWNICZE","S62683","0159090007258296240S62683","BiT 1000 CY","5G35",null,"BITNER","KMT",1,224910,"PLN",0.23,null,null,null,null,null,null,null,"n95"]
[1441,null,"STEROWNICZE","S62684","0159090007258296240S62684","BiT 1000 CY","3G50",null,"BITNER","KMT",1,195240,"PLN",0.23,null,null,null,null,null,null,null,"n95"]
[1442,null,"STEROWNICZE","S62685","0159090007258296240S62685","BiT 1000 CY","4G50",null,"BITNER","KMT",1,253740,"PLN",0.23,null,null,null,null,null,null,null,"n95"]
[1443,null,"STEROWNICZE","S62686","0159090007258296240S62686","BiT 1000 CY","5G50",null,"BITNER","KMT",1,313140,"PLN",0.23,null,null,null,null,null,null,null,"n95"]
[1444,null,"STEROWNICZE","S62687","0159090007258296240S62687","BiT 1000 CY","3G70",null,"BITNER","KMT",1,276510,"PLN",0.23,null,null,null,null,null,null,null,"n95"]
[1445,null,"STEROWNICZE","S62688","0159090007258296240S62688","BiT 1000 CY","4G70",null,"BITNER","KMT",1,357860,"PLN",0.23,null,null,null,null,null,null,null,"n95"]
[1446,null,"STEROWNICZE","S62689","0159090007258296240S62689","BiT 1000 CY","5G70",null,"BITNER","KMT",1,441730,"PLN",0.23,null,null,null,null,null,null,null,"n95"]
[1447,null,"STEROWNICZE","S62690","0159090007258296240S62690","BiT 1000 CY","3G95",null,"BITNER","KMT",1,359210,"PLN",0.23,null,null,null,null,null,null,null,"n95"]
[1448,null,"STEROWNICZE","S62691","0159090007258296240S62691","BiT 1000 CY","4G95",null,"BITNER","KMT",1,470980,"PLN",0.23,null,null,null,null,null,null,null,"n95"]
[1449,null,"STEROWNICZE","S62693","0159090007258296240S62693","BiT 1000 CY","3G120",null,"BITNER","KMT",1,454440,"PLN",0.23,null,null,null,null,null,null,null,"n95"]
[1450,null,"STEROWNICZE","S62694","0159090007258296240S62694","BiT 1000 CY","4G120",null,"BITNER","KMT",1,589130,"PLN",0.23,null,null,null,null,null,null,null,"n95"]
[1451,null,"STEROWNICZE","S62695","0159090007258296240S62695","BiT 1000 CY","4G150",null,"BITNER","KMT",1,734850,"PLN",0.23,null,null,null,null,null,null,null,"n95"]
[1452,null,"STEROWNICZE","S62696","0159090007258296240S62696","BiT 1000 CY","4G185",null,"BITNER","KMT",1,891590,"PLN",0.23,null,null,null,null,null,null,null,"n95"]
[1453,null,"STEROWNICZE","S62697","0159090007258296240S62697","BiT 1000 CY","4G240",null,"BITNER","KMT",1,1162220,"PLN",0.23,null,null,null,null,null,null,null,"n95"]
[1454,null,"STEROWNICZE","S62698","0159090007258296240S62698","BiT 1000 CY","2x6",null,"BITNER","KMT",1,22540,"PLN",0.23,null,null,null,null,null,null,null,"n95"]
[1455,null,"STEROWNICZE","S62699","0159090007258296240S62699","BiT 1000 CY","2x10",null,"BITNER","KMT",1,34880,"PLN",0.23,null,null,null,null,null,null,null,"n95"]
[1456,null,"STEROWNICZE","S65900","0159090007258296240S65900","BiT 1000 CY","2x0,5",null,"BITNER","KMT",1,6020,"PLN",0.23,null,null,null,null,null,null,null,"n95"]
[1457,null,"STEROWNICZE","S65901","0159090007258296240S65901","BiT 1000 CY","3G0,5",null,"BITNER","KMT",1,6950,"PLN",0.23,null,null,null,null,null,null,null,"n95"]
[1458,null,"STEROWNICZE","S65902","0159090007258296240S65902","BiT 1000 CY","4G0,5",null,"BITNER","KMT",1,8030,"PLN",0.23,null,null,null,null,null,null,null,"n95"]
[1459,null,"STEROWNICZE","S65903","0159090007258296240S65903","BiT 1000 CY","5G0,5",null,"BITNER","KMT",1,9180,"PLN",0.23,null,null,null,null,null,null,null,"n95"]
[1460,null,"STEROWNICZE","S65904","0159090007258296240S65904","BiT 1000 CY","6G0,5",null,"BITNER","KMT",1,10890,"PLN",0.23,null,null,null,null,null,null,null,"n95"]
[1461,null,"STEROWNICZE","S65905","0159090007258296240S65905","BiT 1000 CY","7G0,5",null,"BITNER","KMT",1,11450,"PLN",0.23,null,null,null,null,null,null,null,"n95"]
[1462,null,"STEROWNICZE","S65906","0159090007258296240S65906","BiT 1000 CY","8G0,5",null,"BITNER","KMT",1,12750,"PLN",0.23,null,null,null,null,null,null,null,"n95"]
[1463,null,"STEROWNICZE","S65907","0159090007258296240S65907","BiT 1000 CY","10G0,5",null,"BITNER","KMT",1,15480,"PLN",0.23,null,null,null,null,null,null,null,"n95"]
[1464,null,"STEROWNICZE","S65908","0159090007258296240S65908","BiT 1000 CY","12G0,5",null,"BITNER","KMT",1,16590,"PLN",0.23,null,null,null,null,null,null,null,"n95"]
[1465,null,"STEROWNICZE","S65909","0159090007258296240S65909","BiT 1000 CY","14G0,5",null,"BITNER","KMT",1,18300,"PLN",0.23,null,null,null,null,null,null,null,"n95"]
[1466,null,"STEROWNICZE","S65910","0159090007258296240S65910","BiT 1000 CY","16G0,5",null,"BITNER","KMT",1,20350,"PLN",0.23,null,null,null,null,null,null,null,"n95"]
[1467,null,"STEROWNICZE","S65911","0159090007258296240S65911","BiT 1000 CY","18G0,5",null,"BITNER","KMT",1,22300,"PLN",0.23,null,null,null,null,null,null,null,"n95"]
[1468,null,"STEROWNICZE","S65912","0159090007258296240S65912","BiT 1000 CY","21G0,5",null,"BITNER","KMT",1,24510,"PLN",0.23,null,null,null,null,null,null,null,"n95"]
[1469,null,"STEROWNICZE","S65913","0159090007258296240S65913","BiT 1000 CY","30G0,5",null,"BITNER","KMT",1,32410,"PLN",0.23,null,null,null,null,null,null,null,"n95"]
[1470,null,"STEROWNICZE","S65914","0159090007258296240S65914","BiT 1000 CY","34G0,5",null,"BITNER","KMT",1,36620,"PLN",0.23,null,null,null,null,null,null,null,"n95"]
[1471,null,"STEROWNICZE","S65915","0159090007258296240S65915","BiT 1000 CY","6G0,75",null,"BITNER","KMT",1,12670,"PLN",0.23,null,null,null,null,null,null,null,"n95"]
[1472,null,"STEROWNICZE","S65916","0159090007258296240S65916","BiT 1000 CY","8G0,75",null,"BITNER","KMT",1,15530,"PLN",0.23,null,null,null,null,null,null,null,"n95"]
[1473,null,"STEROWNICZE","S65917","0159090007258296240S65917","BiT 1000 CY","10G0,75",null,"BITNER","KMT",1,18970,"PLN",0.23,null,null,null,null,null,null,null,"n95"]
[1474,null,"STEROWNICZE","S65918","0159090007258296240S65918","BiT 1000 CY","14G0,75",null,"BITNER","KMT",1,23220,"PLN",0.23,null,null,null,null,null,null,null,"n95"]
[1475,null,"STEROWNICZE","S65919","0159090007258296240S65919","BiT 1000 CY","16G0,75",null,"BITNER","KMT",1,25380,"PLN",0.23,null,null,null,null,null,null,null,"n95"]
[1476,null,"STEROWNICZE","S65920","0159090007258296240S65920","BiT 1000 CY","21G0,75",null,"BITNER","KMT",1,31380,"PLN",0.23,null,null,null,null,null,null,null,"n95"]
[1477,null,"STEROWNICZE","S65921","0159090007258296240S65921","BiT 1000 CY","30G0,75",null,"BITNER","KMT",1,41940,"PLN",0.23,null,null,null,null,null,null,null,"n95"]
[1478,null,"STEROWNICZE","S65922","0159090007258296240S65922","BiT 1000 CY","34G0,75",null,"BITNER","KMT",1,48030,"PLN",0.23,null,null,null,null,null,null,null,"n95"]
[1479,null,"STEROWNICZE","S65923","0159090007258296240S65923","BiT 1000 CY","37G0,75",null,"BITNER","KMT",1,50510,"PLN",0.23,null,null,null,null,null,null,null,"n95"]
[1480,null,"STEROWNICZE","S65924","0159090007258296240S65924","BiT 1000 CY","42G0,75",null,"BITNER","KMT",1,57690,"PLN",0.23,null,null,null,null,null,null,null,"n95"]
[1481,null,"STEROWNICZE","S65926","0159090007258296240S65926","BiT 1000 CY","61G0,75",null,"BITNER","KMT",1,77740,"PLN",0.23,null,null,null,null,null,null,null,"n95"]
[1482,null,"STEROWNICZE","S65927","0159090007258296240S65927","BiT 1000 CY","6G1,0",null,"BITNER","KMT",1,14660,"PLN",0.23,null,null,null,null,null,null,null,"n95"]
[1483,null,"STEROWNICZE","S65928","0159090007258296240S65928","BiT 1000 CY","8G1,0",null,"BITNER","KMT",1,18190,"PLN",0.23,null,null,null,null,null,null,null,"n95"]
[1484,null,"STEROWNICZE","S65929","0159090007258296240S65929","BiT 1000 CY","14G1,0",null,"BITNER","KMT",1,27280,"PLN",0.23,null,null,null,null,null,null,null,"n95"]
[1485,null,"STEROWNICZE","S65930","0159090007258296240S65930","BiT 1000 CY","16G1,0",null,"BITNER","KMT",1,30430,"PLN",0.23,null,null,null,null,null,null,null,"n95"]
[1486,null,"STEROWNICZE","S65931","0159090007258296240S65931","BiT 1000 CY","21G1,0",null,"BITNER","KMT",1,37900,"PLN",0.23,null,null,null,null,null,null,null,"n95"]
[1487,null,"STEROWNICZE","S65932","0159090007258296240S65932","BiT 1000 CY","30G1,0",null,"BITNER","KMT",1,51250,"PLN",0.23,null,null,null,null,null,null,null,"n95"]
[1488,null,"STEROWNICZE","S65933","0159090007258296240S65933","BiT 1000 CY","34G1,0",null,"BITNER","KMT",1,59170,"PLN",0.23,null,null,null,null,null,null,null,"n95"]
[1489,null,"STEROWNICZE","S65934","0159090007258296240S65934","BiT 1000 CY","37G1,0",null,"BITNER","KMT",1,61920,"PLN",0.23,null,null,null,null,null,null,null,"n95"]
[1490,null,"STEROWNICZE","S65935","0159090007258296240S65935","BiT 1000 CY","42G1,0",null,"BITNER","KMT",1,70570,"PLN",0.23,null,null,null,null,null,null,null,"n95"]
[1491,null,"STEROWNICZE","S65937","0159090007258296240S65937","BiT 1000 CY","61G1,0",null,"BITNER","KMT",1,99200,"PLN",0.23,null,null,null,null,null,null,null,"n95"]
[1492,null,"STEROWNICZE","S65938","0159090007258296240S65938","BiT 1000 CY","52G1,0",null,"BITNER","KMT",1,83680,"PLN",0.23,null,null,null,null,null,null,null,"n95"]
[1493,null,"STEROWNICZE","S65941","0159090007258296240S65941","BiT 1000 CY","6G1,5",null,"BITNER","KMT",1,18710,"PLN",0.23,null,null,null,null,null,null,null,"n95"]
[1494,null,"STEROWNICZE","S65942","0159090007258296240S65942","BiT 1000 CY","8G1,5",null,"BITNER","KMT",1,23180,"PLN",0.23,null,null,null,null,null,null,null,"n95"]
[1495,null,"STEROWNICZE","S65943","0159090007258296240S65943","BiT 1000 CY","10G1,5",null,"BITNER","KMT",1,28670,"PLN",0.23,null,null,null,null,null,null,null,"n95"]
[1496,null,"STEROWNICZE","S65944","0159090007258296240S65944","BiT 1000 CY","14G1,5",null,"BITNER","KMT",1,35890,"PLN",0.23,null,null,null,null,null,null,null,"n95"]
[1497,null,"STEROWNICZE","S65945","0159090007258296240S65945","BiT 1000 CY","16G1,5",null,"BITNER","KMT",1,42460,"PLN",0.23,null,null,null,null,null,null,null,"n95"]
[1498,null,"STEROWNICZE","S65946","0159090007258296240S65946","BiT 1000 CY","21G1,5",null,"BITNER","KMT",1,52890,"PLN",0.23,null,null,null,null,null,null,null,"n95"]
[1499,null,"STEROWNICZE","S65947","0159090007258296240S65947","BiT 1000 CY","25G1,5",null,"BITNER","KMT",1,60510,"PLN",0.23,null,null,null,null,null,null,null,"n95"]
[1500,null,"STEROWNICZE","S65948","0159090007258296240S65948","BiT 1000 CY","30G1,5",null,"BITNER","KMT",1,72710,"PLN",0.23,null,null,null,null,null,null,null,"n95"]
[1501,null,"STEROWNICZE","S65949","0159090007258296240S65949","BiT 1000 CY","34G1,5",null,"BITNER","KMT",1,82060,"PLN",0.23,null,null,null,null,null,null,null,"n95"]
[1502,null,"STEROWNICZE","S65950","0159090007258296240S65950","BiT 1000 CY","37G1,5",null,"BITNER","KMT",1,86750,"PLN",0.23,null,null,null,null,null,null,null,"n95"]
[1503,null,"STEROWNICZE","S65951","0159090007258296240S65951","BiT 1000 CY","42G1,5",null,"BITNER","KMT",1,99280,"PLN",0.23,null,null,null,null,null,null,null,"n95"]
[1504,null,"STEROWNICZE","S65953","0159090007258296240S65953","BiT 1000 CY","61G1,5",null,"BITNER","KMT",1,135750,"PLN",0.23,null,null,null,null,null,null,null,"n95"]
[1505,null,"STEROWNICZE","S65954","0159090007258296240S65954","BiT 1000 CY","52G1,5",null,"BITNER","KMT",1,118040,"PLN",0.23,null,null,null,null,null,null,null,"n95"]
[1506,null,"STEROWNICZE","S65956","0159090007258296240S65956","BiT 1000 CY","6G2,5",null,"BITNER","KMT",1,26490,"PLN",0.23,null,null,null,null,null,null,null,"n95"]
[1507,null,"STEROWNICZE","S65957","0159090007258296240S65957","BiT 1000 CY","8G2,5",null,"BITNER","KMT",1,33570,"PLN",0.23,null,null,null,null,null,null,null,"n95"]
[1508,null,"STEROWNICZE","S65958","0159090007258296240S65958","BiT 1000 CY","12G2,5",null,"BITNER","KMT",1,49210,"PLN",0.23,null,null,null,null,null,null,null,"n95"]
[1509,null,"STEROWNICZE","S65959","0159090007258296240S65959","BiT 1000 CY","21G2,5",null,"BITNER","KMT",1,79840,"PLN",0.23,null,null,null,null,null,null,null,"n95"]
[1510,null,"STEROWNICZE","S65960","0159090007258296240S65960","BiT 1000 CY","30G2,5",null,"BITNER","KMT",1,109180,"PLN",0.23,null,null,null,null,null,null,null,"n95"]
[1511,null,"STEROWNICZE","S65968","0159090007258296240S65968","BiT 1000 CY","52G0,75",null,"BITNER","KMT",1,67820,"PLN",0.23,null,null,null,null,null,null,null,"n95"]
[1512,null,"STEROWNICZE","S65969","0159090007258296240S65969","BiT 1000 CY","10G6",null,"BITNER","KMT",1,86870,"PLN",0.23,null,null,null,null,null,null,null,"n95"]
[1513,null,"STEROWNICZE","S65970","0159090007258296240S65970","BiT 1000 CY","10G10",null,"BITNER","KMT",1,146010,"PLN",0.23,null,null,null,null,null,null,null,"n95"]
[1514,null,"STEROWNICZE","S65971","0159090007258296240S65971","BiT 1000 CY","2x16",null,"BITNER","KMT",1,49800,"PLN",0.23,null,null,null,null,null,null,null,"n95"]
[1515,null,"STEROWNICZE","S65972","0159090007258296240S65972","BiT 1000 CY","10G16",null,"BITNER","KMT",1,214350,"PLN",0.23,null,null,null,null,null,null,null,"n95"]
[1516,null,"STEROWNICZE","S65973","0159090007258296240S65973","BiT 1000 CY","2x25",null,"BITNER","KMT",1,74700,"PLN",0.23,null,null,null,null,null,null,null,"n95"]
[1517,null,"STEROWNICZE","S65974","0159090007258296240S65974","BiT 1000 CY","7G25",null,"BITNER","KMT",1,228420,"PLN",0.23,null,null,null,null,null,null,null,"n95"]
[1518,null,"STEROWNICZE","S66400","0159090007258296240S66400","BiT 1000 CY FR","2x2,5",null,"BITNER","KMT",1,14190,"PLN",0.23,null,null,null,null,null,null,null,"n95"]
[1519,null,"STEROWNICZE","S66401","0159090007258296240S66401","BiT 1000 CY FR","3G2,5",null,"BITNER","KMT",1,17400,"PLN",0.23,null,null,null,null,null,null,null,"n95"]
[1520,null,"STEROWNICZE","S66402","0159090007258296240S66402","BiT 1000 CY FR","4G2,5",null,"BITNER","KMT",1,21160,"PLN",0.23,null,null,null,null,null,null,null,"n95"]
[1521,null,"STEROWNICZE","S66403","0159090007258296240S66403","BiT 1000 CY FR","5G2,5",null,"BITNER","KMT",1,25200,"PLN",0.23,null,null,null,null,null,null,null,"n95"]
[1522,null,"STEROWNICZE","S66404","0159090007258296240S66404","BiT 1000 CY FR","7G2,5",null,"BITNER","KMT",1,31860,"PLN",0.23,null,null,null,null,null,null,null,"n95"]
[1523,null,"STEROWNICZE","S66405","0159090007258296240S66405","BiT 1000 CY FR","10G2,5",null,"BITNER","KMT",1,45580,"PLN",0.23,null,null,null,null,null,null,null,"n95"]
[1524,null,"STEROWNICZE","S66406","0159090007258296240S66406","BiT 1000 CY FR","14G2,5",null,"BITNER","KMT",1,58220,"PLN",0.23,null,null,null,null,null,null,null,"n95"]
[1525,null,"STEROWNICZE","S66407","0159090007258296240S66407","BiT 1000 CY FR","16G2,5",null,"BITNER","KMT",1,68440,"PLN",0.23,null,null,null,null,null,null,null,"n95"]
[1526,null,"STEROWNICZE","S66408","0159090007258296240S66408","BiT 1000 CY FR","18G2,5",null,"BITNER","KMT",1,73730,"PLN",0.23,null,null,null,null,null,null,null,"n95"]
[1527,null,"STEROWNICZE","S66409","0159090007258296240S66409","BiT 1000 CY FR","25G2,5",null,"BITNER","KMT",1,99530,"PLN",0.23,null,null,null,null,null,null,null,"n95"]
[1528,null,"STEROWNICZE","S66410","0159090007258296240S66410","BiT 1000 CY FR","2x4",null,"BITNER","KMT",1,18740,"PLN",0.23,null,null,null,null,null,null,null,"n95"]
[1529,null,"STEROWNICZE","S66411","0159090007258296240S66411","BiT 1000 CY FR","3G4",null,"BITNER","KMT",1,24270,"PLN",0.23,null,null,null,null,null,null,null,"n95"]
[1530,null,"STEROWNICZE","S66412","0159090007258296240S66412","BiT 1000 CY FR","4G4",null,"BITNER","KMT",1,30090,"PLN",0.23,null,null,null,null,null,null,null,"n95"]
[1531,null,"STEROWNICZE","S66413","0159090007258296240S66413","BiT 1000 CY FR","5G4",null,"BITNER","KMT",1,36230,"PLN",0.23,null,null,null,null,null,null,null,"n95"]
[1532,null,"STEROWNICZE","S66414","0159090007258296240S66414","BiT 1000 CY FR","7G4",null,"BITNER","KMT",1,47160,"PLN",0.23,null,null,null,null,null,null,null,"n95"]
[1533,null,"STEROWNICZE","S66415","0159090007258296240S66415","BiT 1000 CY FR","10G4",null,"BITNER","KMT",1,68190,"PLN",0.23,null,null,null,null,null,null,null,"n95"]
[1534,null,"STEROWNICZE","S66416","0159090007258296240S66416","BiT 1000 CY FR","3G6",null,"BITNER","KMT",1,32340,"PLN",0.23,null,null,null,null,null,null,null,"n95"]
[1535,null,"STEROWNICZE","S66417","0159090007258296240S66417","BiT 1000 CY FR","4G6",null,"BITNER","KMT",1,41240,"PLN",0.23,null,null,null,null,null,null,null,"n95"]
[1536,null,"STEROWNICZE","S66418","0159090007258296240S66418","BiT 1000 CY FR","5G6",null,"BITNER","KMT",1,49720,"PLN",0.23,null,null,null,null,null,null,null,"n95"]
[1537,null,"STEROWNICZE","S66419","0159090007258296240S66419","BiT 1000 CY FR","7G6",null,"BITNER","KMT",1,65700,"PLN",0.23,null,null,null,null,null,null,null,"n95"]
[1538,null,"STEROWNICZE","S66420","0159090007258296240S66420","BiT 1000 CY FR","3G10",null,"BITNER","KMT",1,51590,"PLN",0.23,null,null,null,null,null,null,null,"n95"]
[1539,null,"STEROWNICZE","S66421","0159090007258296240S66421","BiT 1000 CY FR","4G10",null,"BITNER","KMT",1,66370,"PLN",0.23,null,null,null,null,null,null,null,"n95"]
[1540,null,"STEROWNICZE","S66422","0159090007258296240S66422","BiT 1000 CY FR","5G10",null,"BITNER","KMT",1,80400,"PLN",0.23,null,null,null,null,null,null,null,"n95"]
[1541,null,"STEROWNICZE","S66423","0159090007258296240S66423","BiT 1000 CY FR","7G10",null,"BITNER","KMT",1,107290,"PLN",0.23,null,null,null,null,null,null,null,"n95"]
[1542,null,"STEROWNICZE","S66424","0159090007258296240S66424","BiT 1000 CY FR","3G16",null,"BITNER","KMT",1,75060,"PLN",0.23,null,null,null,null,null,null,null,"n95"]
[1543,null,"STEROWNICZE","S66425","0159090007258296240S66425","BiT 1000 CY FR","4G16",null,"BITNER","KMT",1,96980,"PLN",0.23,null,null,null,null,null,null,null,"n95"]
[1544,null,"STEROWNICZE","S66426","0159090007258296240S66426","BiT 1000 CY FR","5G16",null,"BITNER","KMT",1,118550,"PLN",0.23,null,null,null,null,null,null,null,"n95"]
[1545,null,"STEROWNICZE","S66427","0159090007258296240S66427","BiT 1000 CY FR","7G16",null,"BITNER","KMT",1,159430,"PLN",0.23,null,null,null,null,null,null,null,"n95"]
[1546,null,"STEROWNICZE","S66428","0159090007258296240S66428","BiT 1000 CY FR","3G25",null,"BITNER","KMT",1,114700,"PLN",0.23,null,null,null,null,null,null,null,"n95"]
[1547,null,"STEROWNICZE","S66429","0159090007258296240S66429","BiT 1000 CY FR","4G25",null,"BITNER","KMT",1,148690,"PLN",0.23,null,null,null,null,null,null,null,"n95"]
[1548,null,"STEROWNICZE","S66430","0159090007258296240S66430","BiT 1000 CY FR","5G25",null,"BITNER","KMT",1,182290,"PLN",0.23,null,null,null,null,null,null,null,"n95"]
[1549,null,"STEROWNICZE","S66431","0159090007258296240S66431","BiT 1000 CY FR","3G35",null,"BITNER","KMT",1,151570,"PLN",0.23,null,null,null,null,null,null,null,"n95"]
[1550,null,"STEROWNICZE","S66432","0159090007258296240S66432","BiT 1000 CY FR","4G35",null,"BITNER","KMT",1,201610,"PLN",0.23,null,null,null,null,null,null,null,"n95"]
[1551,null,"STEROWNICZE","S66433","0159090007258296240S66433","BiT 1000 CY FR","5G35",null,"BITNER","KMT",1,247400,"PLN",0.23,null,null,null,null,null,null,null,"n95"]
[1552,null,"STEROWNICZE","S66434","0159090007258296240S66434","BiT 1000 CY FR","3G50",null,"BITNER","KMT",1,214760,"PLN",0.23,null,null,null,null,null,null,null,"n95"]
[1553,null,"STEROWNICZE","S66435","0159090007258296240S66435","BiT 1000 CY FR","4G50",null,"BITNER","KMT",1,279110,"PLN",0.23,null,null,null,null,null,null,null,"n95"]
[1554,null,"STEROWNICZE","S66436","0159090007258296240S66436","BiT 1000 CY FR","5G50",null,"BITNER","KMT",1,344450,"PLN",0.23,null,null,null,null,null,null,null,"n95"]
[1555,null,"STEROWNICZE","S66437","0159090007258296240S66437","BiT 1000 CY FR","3G70",null,"BITNER","KMT",1,304160,"PLN",0.23,null,null,null,null,null,null,null,"n95"]
[1556,null,"STEROWNICZE","S66438","0159090007258296240S66438","BiT 1000 CY FR","4G70",null,"BITNER","KMT",1,393650,"PLN",0.23,null,null,null,null,null,null,null,"n95"]
[1557,null,"STEROWNICZE","S66439","0159090007258296240S66439","BiT 1000 CY FR","5G70",null,"BITNER","KMT",1,485900,"PLN",0.23,null,null,null,null,null,null,null,"n95"]
[1558,null,"STEROWNICZE","S66440","0159090007258296240S66440","BiT 1000 CY FR","3G95",null,"BITNER","KMT",1,395130,"PLN",0.23,null,null,null,null,null,null,null,"n95"]
[1559,null,"STEROWNICZE","S66441","0159090007258296240S66441","BiT 1000 CY FR","4G95",null,"BITNER","KMT",1,518080,"PLN",0.23,null,null,null,null,null,null,null,"n95"]
[1560,null,"STEROWNICZE","S66443","0159090007258296240S66443","BiT 1000 CY FR","3G120",null,"BITNER","KMT",1,499880,"PLN",0.23,null,null,null,null,null,null,null,"n95"]
[1561,null,"STEROWNICZE","S66444","0159090007258296240S66444","BiT 1000 CY FR","4G120",null,"BITNER","KMT",1,648040,"PLN",0.23,null,null,null,null,null,null,null,"n95"]
[1562,null,"STEROWNICZE","S66445","0159090007258296240S66445","BiT 1000 CY FR","4G150",null,"BITNER","KMT",1,808340,"PLN",0.23,null,null,null,null,null,null,null,"n95"]
[1563,null,"STEROWNICZE","S66446","0159090007258296240S66446","BiT 1000 CY FR","4G185",null,"BITNER","KMT",1,980750,"PLN",0.23,null,null,null,null,null,null,null,"n95"]
[1564,null,"STEROWNICZE","S66447","0159090007258296240S66447","BiT 1000 CY FR","4G240",null,"BITNER","KMT",1,1278440,"PLN",0.23,null,null,null,null,null,null,null,"n95"]
[1565,null,"STEROWNICZE","S66448","0159090007258296240S66448","BiT 1000 CY FR","34G0,5",null,"BITNER","KMT",1,40280,"PLN",0.23,null,null,null,null,null,null,null,"n95"]
[1566,null,"STEROWNICZE","S66449","0159090007258296240S66449","BiT 1000 CY FR","30G0,75",null,"BITNER","KMT",1,46130,"PLN",0.23,null,null,null,null,null,null,null,"n95"]
[1567,null,"STEROWNICZE","S66450","0159090007258296240S66450","BiT 1000 CY FR","34G0,75",null,"BITNER","KMT",1,52830,"PLN",0.23,null,null,null,null,null,null,null,"n95"]
[1568,null,"STEROWNICZE","S66451","0159090007258296240S66451","BiT 1000 CY FR","37G0,75",null,"BITNER","KMT",1,55560,"PLN",0.23,null,null,null,null,null,null,null,"n95"]
[1569,null,"STEROWNICZE","S66452","0159090007258296240S66452","BiT 1000 CY FR","42G0,75",null,"BITNER","KMT",1,63460,"PLN",0.23,null,null,null,null,null,null,null,"n95"]
[1570,null,"STEROWNICZE","S66453","0159090007258296240S66453","BiT 1000 CY FR","52G0,75",null,"BITNER","KMT",1,74600,"PLN",0.23,null,null,null,null,null,null,null,"n95"]
[1571,null,"STEROWNICZE","S66454","0159090007258296240S66454","BiT 1000 CY FR","61G0,75",null,"BITNER","KMT",1,85510,"PLN",0.23,null,null,null,null,null,null,null,"n95"]
[1572,null,"STEROWNICZE","S66560","0159090007258296240S66560","BiT 1000 CY FR","2x0,5",null,"BITNER","KMT",1,6620,"PLN",0.23,null,null,null,null,null,null,null,"n95"]
[1573,null,"STEROWNICZE","S66561","0159090007258296240S66561","BiT 1000 CY FR","3G0,5",null,"BITNER","KMT",1,7650,"PLN",0.23,null,null,null,null,null,null,null,"n95"]
[1574,null,"STEROWNICZE","S66562","0159090007258296240S66562","BiT 1000 CY FR","4G0,5",null,"BITNER","KMT",1,8830,"PLN",0.23,null,null,null,null,null,null,null,"n95"]
[1575,null,"STEROWNICZE","S66563","0159090007258296240S66563","BiT 1000 CY FR","5G0,5",null,"BITNER","KMT",1,10100,"PLN",0.23,null,null,null,null,null,null,null,"n95"]
[1576,null,"STEROWNICZE","S66564","0159090007258296240S66564","BiT 1000 CY FR","6G0,5",null,"BITNER","KMT",1,11980,"PLN",0.23,null,null,null,null,null,null,null,"n95"]
[1577,null,"STEROWNICZE","S66565","0159090007258296240S66565","BiT 1000 CY FR","7G0,5",null,"BITNER","KMT",1,12600,"PLN",0.23,null,null,null,null,null,null,null,"n95"]
[1578,null,"STEROWNICZE","S66566","0159090007258296240S66566","BiT 1000 CY FR","8G0,5",null,"BITNER","KMT",1,14030,"PLN",0.23,null,null,null,null,null,null,null,"n95"]
[1579,null,"STEROWNICZE","S66567","0159090007258296240S66567","BiT 1000 CY FR","10G0,5",null,"BITNER","KMT",1,17030,"PLN",0.23,null,null,null,null,null,null,null,"n95"]
[1580,null,"STEROWNICZE","S66568","0159090007258296240S66568","BiT 1000 CY FR","12G0,5",null,"BITNER","KMT",1,18250,"PLN",0.23,null,null,null,null,null,null,null,"n95"]
[1581,null,"STEROWNICZE","S66569","0159090007258296240S66569","BiT 1000 CY FR","14G0,5",null,"BITNER","KMT",1,20130,"PLN",0.23,null,null,null,null,null,null,null,"n95"]
[1582,null,"STEROWNICZE","S66570","0159090007258296240S66570","BiT 1000 CY FR","16G0,5",null,"BITNER","KMT",1,22390,"PLN",0.23,null,null,null,null,null,null,null,"n95"]
[1583,null,"STEROWNICZE","S66571","0159090007258296240S66571","BiT 1000 CY FR","18G0,5",null,"BITNER","KMT",1,24530,"PLN",0.23,null,null,null,null,null,null,null,"n95"]
[1584,null,"STEROWNICZE","S66574","0159090007258296240S66574","BiT 1000 CY FR","21G0,5",null,"BITNER","KMT",1,26960,"PLN",0.23,null,null,null,null,null,null,null,"n95"]
[1585,null,"STEROWNICZE","S66575","0159090007258296240S66575","BiT 1000 CY FR","25G0,5",null,"BITNER","KMT",1,31760,"PLN",0.23,null,null,null,null,null,null,null,"n95"]
[1586,null,"STEROWNICZE","S66576","0159090007258296240S66576","BiT 1000 CY FR","30G0,5",null,"BITNER","KMT",1,35650,"PLN",0.23,null,null,null,null,null,null,null,"n95"]
[1587,null,"STEROWNICZE","S66578","0159090007258296240S66578","BiT 1000 CY FR","2x0,75",null,"BITNER","KMT",1,7690,"PLN",0.23,null,null,null,null,null,null,null,"n95"]
[1588,null,"STEROWNICZE","S66579","0159090007258296240S66579","BiT 1000 CY FR","3G0,75",null,"BITNER","KMT",1,7950,"PLN",0.23,null,null,null,null,null,null,null,"n95"]
[1589,null,"STEROWNICZE","S66580","0159090007258296240S66580","BiT 1000 CY FR","4G0,75",null,"BITNER","KMT",1,10540,"PLN",0.23,null,null,null,null,null,null,null,"n95"]
[1590,null,"STEROWNICZE","S66581","0159090007258296240S66581","BiT 1000 CY FR","5G0,75",null,"BITNER","KMT",1,12670,"PLN",0.23,null,null,null,null,null,null,null,"n95"]
[1591,null,"STEROWNICZE","S66582","0159090007258296240S66582","BiT 1000 CY FR","6G0,75",null,"BITNER","KMT",1,13940,"PLN",0.23,null,null,null,null,null,null,null,"n95"]
[1592,null,"STEROWNICZE","S66583","0159090007258296240S66583","BiT 1000 CY FR","7G0,75",null,"BITNER","KMT",1,14860,"PLN",0.23,null,null,null,null,null,null,null,"n95"]
[1593,null,"STEROWNICZE","S66584","0159090007258296240S66584","BiT 1000 CY FR","8G0,75",null,"BITNER","KMT",1,17080,"PLN",0.23,null,null,null,null,null,null,null,"n95"]
[1594,null,"STEROWNICZE","S66585","0159090007258296240S66585","BiT 1000 CY FR","10G0,75",null,"BITNER","KMT",1,20870,"PLN",0.23,null,null,null,null,null,null,null,"n95"]
[1595,null,"STEROWNICZE","S66586","0159090007258296240S66586","BiT 1000 CY FR","12G0,75",null,"BITNER","KMT",1,22730,"PLN",0.23,null,null,null,null,null,null,null,"n95"]
[1596,null,"STEROWNICZE","S66587","0159090007258296240S66587","BiT 1000 CY FR","14G0,75",null,"BITNER","KMT",1,25540,"PLN",0.23,null,null,null,null,null,null,null,"n95"]
[1597,null,"STEROWNICZE","S66588","0159090007258296240S66588","BiT 1000 CY FR","16G0,75",null,"BITNER","KMT",1,27920,"PLN",0.23,null,null,null,null,null,null,null,"n95"]
[1598,null,"STEROWNICZE","S66589","0159090007258296240S66589","BiT 1000 CY FR","18G0,75",null,"BITNER","KMT",1,30580,"PLN",0.23,null,null,null,null,null,null,null,"n95"]
[1599,null,"STEROWNICZE","S66592","0159090007258296240S66592","BiT 1000 CY FR","21G0,75",null,"BITNER","KMT",1,34520,"PLN",0.23,null,null,null,null,null,null,null,"n95"]
[1600,null,"STEROWNICZE","S66593","0159090007258296240S66593","BiT 1000 CY FR","25G0,75",null,"BITNER","KMT",1,40600,"PLN",0.23,null,null,null,null,null,null,null,"n95"]
[1601,null,"STEROWNICZE","S66594","0159090007258296240S66594","BiT 1000 CY FR","2x1,0",null,"BITNER","KMT",1,8580,"PLN",0.23,null,null,null,null,null,null,null,"n95"]
[1602,null,"STEROWNICZE","S66595","0159090007258296240S66595","BiT 1000 CY FR","3G1,0",null,"BITNER","KMT",1,10260,"PLN",0.23,null,null,null,null,null,null,null,"n95"]
[1603,null,"STEROWNICZE","S66596","0159090007258296240S66596","BiT 1000 CY FR","4G1,0",null,"BITNER","KMT",1,12190,"PLN",0.23,null,null,null,null,null,null,null,"n95"]
[1604,null,"STEROWNICZE","S66597","0159090007258296240S66597","BiT 1000 CY FR","5G1,0",null,"BITNER","KMT",1,14390,"PLN",0.23,null,null,null,null,null,null,null,"n95"]
[1605,null,"STEROWNICZE","S66598","0159090007258296240S66598","BiT 1000 CY FR","6G1,0",null,"BITNER","KMT",1,16130,"PLN",0.23,null,null,null,null,null,null,null,"n95"]
[1606,null,"STEROWNICZE","S66599","0159090007258296240S66599","BiT 1000 CY FR","7G1,0",null,"BITNER","KMT",1,17380,"PLN",0.23,null,null,null,null,null,null,null,"n95"]
[1607,null,"STEROWNICZE","S66600","0159090007258296240S66600","BiT 1000 CY FR","8G1,0",null,"BITNER","KMT",1,20010,"PLN",0.23,null,null,null,null,null,null,null,"n95"]
[1608,null,"STEROWNICZE","S66601","0159090007258296240S66601","BiT 1000 CY FR","10G1,0",null,"BITNER","KMT",1,24820,"PLN",0.23,null,null,null,null,null,null,null,"n95"]
[1609,null,"STEROWNICZE","S66602","0159090007258296240S66602","BiT 1000 CY FR","12G1,0",null,"BITNER","KMT",1,26870,"PLN",0.23,null,null,null,null,null,null,null,"n95"]
[1610,null,"STEROWNICZE","S66603","0159090007258296240S66603","BiT 1000 CY FR","14G1,0",null,"BITNER","KMT",1,30010,"PLN",0.23,null,null,null,null,null,null,null,"n95"]
[1611,null,"STEROWNICZE","S66604","0159090007258296240S66604","BiT 1000 CY FR","16G1,0",null,"BITNER","KMT",1,33470,"PLN",0.23,null,null,null,null,null,null,null,"n95"]
[1612,null,"STEROWNICZE","S66605","0159090007258296240S66605","BiT 1000 CY FR","18G1,0",null,"BITNER","KMT",1,36880,"PLN",0.23,null,null,null,null,null,null,null,"n95"]
[1613,null,"STEROWNICZE","S66608","0159090007258296240S66608","BiT 1000 CY FR","21G1,0",null,"BITNER","KMT",1,41690,"PLN",0.23,null,null,null,null,null,null,null,"n95"]
[1614,null,"STEROWNICZE","S66609","0159090007258296240S66609","BiT 1000 CY FR","25G1,0",null,"BITNER","KMT",1,49500,"PLN",0.23,null,null,null,null,null,null,null,"n95"]
[1615,null,"STEROWNICZE","S66610","0159090007258296240S66610","BiT 1000 CY FR","2x1,5",null,"BITNER","KMT",1,10410,"PLN",0.23,null,null,null,null,null,null,null,"n95"]
[1616,null,"STEROWNICZE","S66611","0159090007258296240S66611","BiT 1000 CY FR","3G1,5",null,"BITNER","KMT",1,12720,"PLN",0.23,null,null,null,null,null,null,null,"n95"]
[1617,null,"STEROWNICZE","S66612","0159090007258296240S66612","BiT 1000 CY FR","4G1,5",null,"BITNER","KMT",1,15530,"PLN",0.23,null,null,null,null,null,null,null,"n95"]
[1618,null,"STEROWNICZE","S66613","0159090007258296240S66613","BiT 1000 CY FR","5G1,5",null,"BITNER","KMT",1,17890,"PLN",0.23,null,null,null,null,null,null,null,"n95"]
[1619,null,"STEROWNICZE","S66614","0159090007258296240S66614","BiT 1000 CY FR","6G1,5",null,"BITNER","KMT",1,20580,"PLN",0.23,null,null,null,null,null,null,null,"n95"]
[1620,null,"STEROWNICZE","S66615","0159090007258296240S66615","BiT 1000 CY FR","7G1,5",null,"BITNER","KMT",1,22320,"PLN",0.23,null,null,null,null,null,null,null,"n95"]
[1621,null,"STEROWNICZE","S66616","0159090007258296240S66616","BiT 1000 CY FR","8G1,5",null,"BITNER","KMT",1,25500,"PLN",0.23,null,null,null,null,null,null,null,"n95"]
[1622,null,"STEROWNICZE","S66617","0159090007258296240S66617","BiT 1000 CY FR","10G1,5",null,"BITNER","KMT",1,31540,"PLN",0.23,null,null,null,null,null,null,null,"n95"]
[1623,null,"STEROWNICZE","S66618","0159090007258296240S66618","BiT 1000 CY FR","12G1,5",null,"BITNER","KMT",1,34930,"PLN",0.23,null,null,null,null,null,null,null,"n95"]
[1624,null,"STEROWNICZE","S66619","0159090007258296240S66619","BiT 1000 CY FR","14G1,5",null,"BITNER","KMT",1,39480,"PLN",0.23,null,null,null,null,null,null,null,"n95"]
[1625,null,"STEROWNICZE","S66620","0159090007258296240S66620","BiT 1000 CY FR","16G1,5",null,"BITNER","KMT",1,46710,"PLN",0.23,null,null,null,null,null,null,null,"n95"]
[1626,null,"STEROWNICZE","S66621","0159090007258296240S66621","BiT 1000 CY FR","18G1,5",null,"BITNER","KMT",1,48830,"PLN",0.23,null,null,null,null,null,null,null,"n95"]
[1627,null,"STEROWNICZE","S66622","0159090007258296240S66622","BiT 1000 CY FR","21G1,5",null,"BITNER","KMT",1,58180,"PLN",0.23,null,null,null,null,null,null,null,"n95"]
[1628,null,"STEROWNICZE","S66623","0159090007258296240S66623","BiT 1000 CY FR","25G1,5",null,"BITNER","KMT",1,66560,"PLN",0.23,null,null,null,null,null,null,null,"n95"]
[1629,null,"STEROWNICZE","S66624","0159090007258296240S66624","BiT 1000 CY FR","30G1,5",null,"BITNER","KMT",1,79980,"PLN",0.23,null,null,null,null,null,null,null,"n95"]
[1630,null,"STEROWNICZE","S66625","0159090007258296240S66625","BiT 1000 CY FR","34G1,5",null,"BITNER","KMT",1,90270,"PLN",0.23,null,null,null,null,null,null,null,"n95"]
[1631,null,"STEROWNICZE","S66626","0159090007258296240S66626","BiT 1000 CY FR","37G1,5",null,"BITNER","KMT",1,95430,"PLN",0.23,null,null,null,null,null,null,null,"n95"]
[1632,null,"STEROWNICZE","S66627","0159090007258296240S66627","BiT 1000 CY FR","42G1,5",null,"BITNER","KMT",1,109210,"PLN",0.23,null,null,null,null,null,null,null,"n95"]
[1633,null,"STEROWNICZE","S66628","0159090007258296240S66628","BiT 1000 CY FR","52G1,5",null,"BITNER","KMT",1,129840,"PLN",0.23,null,null,null,null,null,null,null,"n95"]
[1634,null,"STEROWNICZE","S66629","0159090007258296240S66629","BiT 1000 CY FR","61G1,5",null,"BITNER","KMT",1,149330,"PLN",0.23,null,null,null,null,null,null,null,"n95"]
[1635,null,"STEROWNICZE","S67100","0159090007258296240S67100","BiT 1000 CY FR","30G1,0",null,"BITNER","KMT",1,56380,"PLN",0.23,null,null,null,null,null,null,null,"n95"]
[1636,null,"STEROWNICZE","S67101","0159090007258296240S67101","BiT 1000 CY FR","34G1,0",null,"BITNER","KMT",1,65090,"PLN",0.23,null,null,null,null,null,null,null,"n95"]
[1637,null,"STEROWNICZE","S67102","0159090007258296240S67102","BiT 1000 CY FR","37G1,0",null,"BITNER","KMT",1,68110,"PLN",0.23,null,null,null,null,null,null,null,"n95"]
[1638,null,"STEROWNICZE","S67103","0159090007258296240S67103","BiT 1000 CY FR","42G1,0",null,"BITNER","KMT",1,77630,"PLN",0.23,null,null,null,null,null,null,null,"n95"]
[1639,null,"STEROWNICZE","S67104","0159090007258296240S67104","BiT 1000 CY FR","52G1,0",null,"BITNER","KMT",1,92050,"PLN",0.23,null,null,null,null,null,null,null,"n95"]
[1640,null,"STEROWNICZE","S67105","0159090007258296240S67105","BiT 1000 CY FR","61G1,0",null,"BITNER","KMT",1,109120,"PLN",0.23,null,null,null,null,null,null,null,"n95"]
[1641,null,"STEROWNICZE","S67106","0159090007258296240S67106","BiT 1000 CY FR","6G2,5",null,"BITNER","KMT",1,29140,"PLN",0.23,null,null,null,null,null,null,null,"n95"]
[1642,null,"STEROWNICZE","S67107","0159090007258296240S67107","BiT 1000 CY FR","8G2,5",null,"BITNER","KMT",1,36930,"PLN",0.23,null,null,null,null,null,null,null,"n95"]
[1643,null,"STEROWNICZE","S67108","0159090007258296240S67108","BiT 1000 CY FR","12G2,5",null,"BITNER","KMT",1,54130,"PLN",0.23,null,null,null,null,null,null,null,"n95"]
[1644,null,"STEROWNICZE","S67109","0159090007258296240S67109","BiT 1000 CY FR","21G2,5",null,"BITNER","KMT",1,87820,"PLN",0.23,null,null,null,null,null,null,null,"n95"]
[1645,null,"STEROWNICZE","S67110","0159090007258296240S67110","BiT 1000 CY FR","30G2,5",null,"BITNER","KMT",1,120100,"PLN",0.23,null,null,null,null,null,null,null,"n95"]
[1646,null,"STEROWNICZE","S67111","0159090007258296240S67111","BiT 1000 CY FR","2x6",null,"BITNER","KMT",1,24790,"PLN",0.23,null,null,null,null,null,null,null,"n95"]
[1647,null,"STEROWNICZE","S67112","0159090007258296240S67112","BiT 1000 CY FR","10G6",null,"BITNER","KMT",1,95560,"PLN",0.23,null,null,null,null,null,null,null,"n95"]
[1648,null,"STEROWNICZE","S67113","0159090007258296240S67113","BiT 1000 CY FR","2x10",null,"BITNER","KMT",1,38370,"PLN",0.23,null,null,null,null,null,null,null,"n95"]
[1649,null,"STEROWNICZE","S67114","0159090007258296240S67114","BiT 1000 CY FR","10G10",null,"BITNER","KMT",1,160610,"PLN",0.23,null,null,null,null,null,null,null,"n95"]
[1650,null,"STEROWNICZE","S67115","0159090007258296240S67115","BiT 1000 CY FR","2x16",null,"BITNER","KMT",1,54780,"PLN",0.23,null,null,null,null,null,null,null,"n95"]
[1651,null,"STEROWNICZE","S67116","0159090007258296240S67116","BiT 1000 CY FR","10G16",null,"BITNER","KMT",1,235790,"PLN",0.23,null,null,null,null,null,null,null,"n95"]
[1652,null,"STEROWNICZE","S67117","0159090007258296240S67117","BiT 1000 CY FR","2x25",null,"BITNER","KMT",1,82170,"PLN",0.23,null,null,null,null,null,null,null,"n95"]
[1653,null,"STEROWNICZE","S67118","0159090007258296240S67118","BiT 1000 CY FR","7G25",null,"BITNER","KMT",1,251260,"PLN",0.23,null,null,null,null,null,null,null,"n95"]
[1654,null,"STEROWNICZE","S66081","0159090007258296240S66081","BiT 1000 CY OR","2x1,5",null,"BITNER","KMT",1,12300,"PLN",0.23,null,null,null,null,null,null,null,"n95"]
[1655,null,"STEROWNICZE","S66082","0159090007258296240S66082","BiT 1000 CY OR","3G1,5",null,"BITNER","KMT",1,15030,"PLN",0.23,null,null,null,null,null,null,null,"n95"]
[1656,null,"STEROWNICZE","S66083","0159090007258296240S66083","BiT 1000 CY OR","4G1,5",null,"BITNER","KMT",1,17930,"PLN",0.23,null,null,null,null,null,null,null,"n95"]
[1657,null,"STEROWNICZE","S66084","0159090007258296240S66084","BiT 1000 CY OR","5G1,5",null,"BITNER","KMT",1,20650,"PLN",0.23,null,null,null,null,null,null,null,"n95"]
[1658,null,"STEROWNICZE","S66085","0159090007258296240S66085","BiT 1000 CY OR","6G1,5",null,"BITNER","KMT",1,23760,"PLN",0.23,null,null,null,null,null,null,null,"n95"]
[1659,null,"STEROWNICZE","S66086","0159090007258296240S66086","BiT 1000 CY OR","7G1,5",null,"BITNER","KMT",1,25770,"PLN",0.23,null,null,null,null,null,null,null,"n95"]
[1660,null,"STEROWNICZE","S66087","0159090007258296240S66087","BiT 1000 CY OR","8G1,5",null,"BITNER","KMT",1,29440,"PLN",0.23,null,null,null,null,null,null,null,"n95"]
[1661,null,"STEROWNICZE","S66088","0159090007258296240S66088","BiT 1000 CY OR","10G1,5",null,"BITNER","KMT",1,36410,"PLN",0.23,null,null,null,null,null,null,null,"n95"]
[1662,null,"STEROWNICZE","S66089","0159090007258296240S66089","BiT 1000 CY OR","12G1,5",null,"BITNER","KMT",1,40320,"PLN",0.23,null,null,null,null,null,null,null,"n95"]
[1663,null,"STEROWNICZE","S66090","0159090007258296240S66090","BiT 1000 CY OR","2x2,5",null,"BITNER","KMT",1,16380,"PLN",0.23,null,null,null,null,null,null,null,"n95"]
[1664,null,"STEROWNICZE","S66091","0159090007258296240S66091","BiT 1000 CY OR","3G2,5",null,"BITNER","KMT",1,20090,"PLN",0.23,null,null,null,null,null,null,null,"n95"]
[1665,null,"STEROWNICZE","S66092","0159090007258296240S66092","BiT 1000 CY OR","4G2,5",null,"BITNER","KMT",1,24430,"PLN",0.23,null,null,null,null,null,null,null,"n95"]
[1666,null,"STEROWNICZE","S66093","0159090007258296240S66093","BiT 1000 CY OR","5G2,5",null,"BITNER","KMT",1,29100,"PLN",0.23,null,null,null,null,null,null,null,"n95"]
[1667,null,"STEROWNICZE","S66094","0159090007258296240S66094","BiT 1000 CY OR","7G2,5",null,"BITNER","KMT",1,36780,"PLN",0.23,null,null,null,null,null,null,null,"n95"]
[1668,null,"STEROWNICZE","S66095","0159090007258296240S66095","BiT 1000 CY OR","10G2,5",null,"BITNER","KMT",1,52630,"PLN",0.23,null,null,null,null,null,null,null,"n95"]
[1669,null,"STEROWNICZE","S66096","0159090007258296240S66096","BiT 1000 CY OR","14G2,5",null,"BITNER","KMT",1,67220,"PLN",0.23,null,null,null,null,null,null,null,"n95"]
[1670,null,"STEROWNICZE","S66097","0159090007258296240S66097","BiT 1000 CY OR","16G2,5",null,"BITNER","KMT",1,79020,"PLN",0.23,null,null,null,null,null,null,null,"n95"]
[1671,null,"STEROWNICZE","S66098","0159090007258296240S66098","BiT 1000 CY OR","18G2,5",null,"BITNER","KMT",1,85130,"PLN",0.23,null,null,null,null,null,null,null,"n95"]
[1672,null,"STEROWNICZE","S66099","0159090007258296240S66099","BiT 1000 CY OR","25G2,5",null,"BITNER","KMT",1,114910,"PLN",0.23,null,null,null,null,null,null,null,"n95"]
[1673,null,"STEROWNICZE","S66100","0159090007258296240S66100","BiT 1000 CY OR","2x4",null,"BITNER","KMT",1,21640,"PLN",0.23,null,null,null,null,null,null,null,"n95"]
[1674,null,"STEROWNICZE","S66101","0159090007258296240S66101","BiT 1000 CY OR","3G4",null,"BITNER","KMT",1,28020,"PLN",0.23,null,null,null,null,null,null,null,"n95"]
[1675,null,"STEROWNICZE","S66102","0159090007258296240S66102","BiT 1000 CY OR","4G4",null,"BITNER","KMT",1,34730,"PLN",0.23,null,null,null,null,null,null,null,"n95"]
[1676,null,"STEROWNICZE","S66103","0159090007258296240S66103","BiT 1000 CY OR","5G4",null,"BITNER","KMT",1,41830,"PLN",0.23,null,null,null,null,null,null,null,"n95"]
[1677,null,"STEROWNICZE","S66104","0159090007258296240S66104","BiT 1000 CY OR","7G4",null,"BITNER","KMT",1,54440,"PLN",0.23,null,null,null,null,null,null,null,"n95"]
[1678,null,"STEROWNICZE","S66105","0159090007258296240S66105","BiT 1000 CY OR","10G4",null,"BITNER","KMT",1,78730,"PLN",0.23,null,null,null,null,null,null,null,"n95"]
[1679,null,"STEROWNICZE","S66106","0159090007258296240S66106","BiT 1000 CY OR","3G6",null,"BITNER","KMT",1,37340,"PLN",0.23,null,null,null,null,null,null,null,"n95"]
[1680,null,"STEROWNICZE","S66107","0159090007258296240S66107","BiT 1000 CY OR","4G6",null,"BITNER","KMT",1,47610,"PLN",0.23,null,null,null,null,null,null,null,"n95"]
[1681,null,"STEROWNICZE","S66108","0159090007258296240S66108","BiT 1000 CY OR","5G6",null,"BITNER","KMT",1,57400,"PLN",0.23,null,null,null,null,null,null,null,"n95"]
[1682,null,"STEROWNICZE","S66109","0159090007258296240S66109","BiT 1000 CY OR","7G6",null,"BITNER","KMT",1,75860,"PLN",0.23,null,null,null,null,null,null,null,"n95"]
[1683,null,"STEROWNICZE","S66110","0159090007258296240S66110","BiT 1000 CY OR","3G10",null,"BITNER","KMT",1,59560,"PLN",0.23,null,null,null,null,null,null,null,"n95"]
[1684,null,"STEROWNICZE","S66111","0159090007258296240S66111","BiT 1000 CY OR","4G10",null,"BITNER","KMT",1,76630,"PLN",0.23,null,null,null,null,null,null,null,"n95"]
[1685,null,"STEROWNICZE","S66112","0159090007258296240S66112","BiT 1000 CY OR","5G10",null,"BITNER","KMT",1,92820,"PLN",0.23,null,null,null,null,null,null,null,"n95"]
[1686,null,"STEROWNICZE","S66113","0159090007258296240S66113","BiT 1000 CY OR","7G10",null,"BITNER","KMT",1,123880,"PLN",0.23,null,null,null,null,null,null,null,"n95"]
[1687,null,"STEROWNICZE","S66114","0159090007258296240S66114","BiT 1000 CY OR","3G16",null,"BITNER","KMT",1,86660,"PLN",0.23,null,null,null,null,null,null,null,"n95"]
[1688,null,"STEROWNICZE","S66115","0159090007258296240S66115","BiT 1000 CY OR","4G16",null,"BITNER","KMT",1,111960,"PLN",0.23,null,null,null,null,null,null,null,"n95"]
[1689,null,"STEROWNICZE","S66116","0159090007258296240S66116","BiT 1000 CY OR","5G16",null,"BITNER","KMT",1,136870,"PLN",0.23,null,null,null,null,null,null,null,"n95"]
[1690,null,"STEROWNICZE","S66117","0159090007258296240S66117","BiT 1000 CY OR","7G16",null,"BITNER","KMT",1,184070,"PLN",0.23,null,null,null,null,null,null,null,"n95"]
[1691,null,"STEROWNICZE","S66118","0159090007258296240S66118","BiT 1000 CY OR","3G25",null,"BITNER","KMT",1,132420,"PLN",0.23,null,null,null,null,null,null,null,"n95"]
[1692,null,"STEROWNICZE","S66119","0159090007258296240S66119","BiT 1000 CY OR","4G25",null,"BITNER","KMT",1,171670,"PLN",0.23,null,null,null,null,null,null,null,"n95"]
[1693,null,"STEROWNICZE","S66120","0159090007258296240S66120","BiT 1000 CY OR","5G25",null,"BITNER","KMT",1,210460,"PLN",0.23,null,null,null,null,null,null,null,"n95"]
[1694,null,"STEROWNICZE","S66121","0159090007258296240S66121","BiT 1000 CY OR","3G35",null,"BITNER","KMT",1,174990,"PLN",0.23,null,null,null,null,null,null,null,"n95"]
[1695,null,"STEROWNICZE","S66122","0159090007258296240S66122","BiT 1000 CY OR","4G35",null,"BITNER","KMT",1,232770,"PLN",0.23,null,null,null,null,null,null,null,"n95"]
[1696,null,"STEROWNICZE","S66123","0159090007258296240S66123","BiT 1000 CY OR","5G35",null,"BITNER","KMT",1,285640,"PLN",0.23,null,null,null,null,null,null,null,"n95"]
[1697,null,"STEROWNICZE","S66124","0159090007258296240S66124","BiT 1000 CY OR","3G50",null,"BITNER","KMT",1,247950,"PLN",0.23,null,null,null,null,null,null,null,"n95"]
[1698,null,"STEROWNICZE","S66125","0159090007258296240S66125","BiT 1000 CY OR","4G50",null,"BITNER","KMT",1,322250,"PLN",0.23,null,null,null,null,null,null,null,"n95"]
[1699,null,"STEROWNICZE","S66126","0159090007258296240S66126","BiT 1000 CY OR","5G50",null,"BITNER","KMT",1,397690,"PLN",0.23,null,null,null,null,null,null,null,"n95"]
[1700,null,"STEROWNICZE","S66127","0159090007258296240S66127","BiT 1000 CY OR","3G70",null,"BITNER","KMT",1,351170,"PLN",0.23,null,null,null,null,null,null,null,"n95"]
[1701,null,"STEROWNICZE","S66128","0159090007258296240S66128","BiT 1000 CY OR","4G70",null,"BITNER","KMT",1,454480,"PLN",0.23,null,null,null,null,null,null,null,"n95"]
[1702,null,"STEROWNICZE","S66129","0159090007258296240S66129","BiT 1000 CY OR","5G70",null,"BITNER","KMT",1,561000,"PLN",0.23,null,null,null,null,null,null,null,"n95"]
[1703,null,"STEROWNICZE","S66130","0159090007258296240S66130","BiT 1000 CY OR","3G95",null,"BITNER","KMT",1,456200,"PLN",0.23,null,null,null,null,null,null,null,"n95"]
[1704,null,"STEROWNICZE","S66131","0159090007258296240S66131","BiT 1000 CY OR","4G95",null,"BITNER","KMT",1,598140,"PLN",0.23,null,null,null,null,null,null,null,"n95"]
[1705,null,"STEROWNICZE","S66133","0159090007258296240S66133","BiT 1000 CY OR","3G120",null,"BITNER","KMT",1,577140,"PLN",0.23,null,null,null,null,null,null,null,"n95"]
[1706,null,"STEROWNICZE","S66134","0159090007258296240S66134","BiT 1000 CY OR","4G120",null,"BITNER","KMT",1,748200,"PLN",0.23,null,null,null,null,null,null,null,"n95"]
[1707,null,"STEROWNICZE","S66135","0159090007258296240S66135","BiT 1000 CY OR","4G150",null,"BITNER","KMT",1,933260,"PLN",0.23,null,null,null,null,null,null,null,"n95"]
[1708,null,"STEROWNICZE","S66136","0159090007258296240S66136","BiT 1000 CY OR","4G185",null,"BITNER","KMT",1,1132320,"PLN",0.23,null,null,null,null,null,null,null,"n95"]
[1709,null,"STEROWNICZE","S66137","0159090007258296240S66137","BiT 1000 CY OR","4G240",null,"BITNER","KMT",1,1476020,"PLN",0.23,null,null,null,null,null,null,null,"n95"]
[1710,null,"STEROWNICZE","S66900","0159090007258296240S66900","BiT 1000 CY OR","2x0,5",null,"BITNER","KMT",1,7830,"PLN",0.23,null,null,null,null,null,null,null,"n95"]
[1711,null,"STEROWNICZE","S66901","0159090007258296240S66901","BiT 1000 CY OR","3G0,5",null,"BITNER","KMT",1,9040,"PLN",0.23,null,null,null,null,null,null,null,"n95"]
[1712,null,"STEROWNICZE","S66902","0159090007258296240S66902","BiT 1000 CY OR","4G0,5",null,"BITNER","KMT",1,10440,"PLN",0.23,null,null,null,null,null,null,null,"n95"]
[1713,null,"STEROWNICZE","S66903","0159090007258296240S66903","BiT 1000 CY OR","5G0,5",null,"BITNER","KMT",1,11930,"PLN",0.23,null,null,null,null,null,null,null,"n95"]
[1714,null,"STEROWNICZE","S66904","0159090007258296240S66904","BiT 1000 CY OR","6G0,5",null,"BITNER","KMT",1,14160,"PLN",0.23,null,null,null,null,null,null,null,"n95"]
[1715,null,"STEROWNICZE","S66905","0159090007258296240S66905","BiT 1000 CY OR","7G0,5",null,"BITNER","KMT",1,14890,"PLN",0.23,null,null,null,null,null,null,null,"n95"]
[1716,null,"STEROWNICZE","S66906","0159090007258296240S66906","BiT 1000 CY OR","8G0,5",null,"BITNER","KMT",1,16190,"PLN",0.23,null,null,null,null,null,null,null,"n95"]
[1717,null,"STEROWNICZE","S66907","0159090007258296240S66907","BiT 1000 CY OR","10G0,5",null,"BITNER","KMT",1,19660,"PLN",0.23,null,null,null,null,null,null,null,"n95"]
[1718,null,"STEROWNICZE","S66908","0159090007258296240S66908","BiT 1000 CY OR","12G0,5",null,"BITNER","KMT",1,21070,"PLN",0.23,null,null,null,null,null,null,null,"n95"]
[1719,null,"STEROWNICZE","S66909","0159090007258296240S66909","BiT 1000 CY OR","14G0,5",null,"BITNER","KMT",1,23240,"PLN",0.23,null,null,null,null,null,null,null,"n95"]
[1720,null,"STEROWNICZE","S66910","0159090007258296240S66910","BiT 1000 CY OR","16G0,5",null,"BITNER","KMT",1,25840,"PLN",0.23,null,null,null,null,null,null,null,"n95"]
[1721,null,"STEROWNICZE","S66911","0159090007258296240S66911","BiT 1000 CY OR","18G0,5",null,"BITNER","KMT",1,28320,"PLN",0.23,null,null,null,null,null,null,null,"n95"]
[1722,null,"STEROWNICZE","S66914","0159090007258296240S66914","BiT 1000 CY OR","21G0,5",null,"BITNER","KMT",1,31130,"PLN",0.23,null,null,null,null,null,null,null,"n95"]
[1723,null,"STEROWNICZE","S66915","0159090007258296240S66915","BiT 1000 CY OR","25G0,5",null,"BITNER","KMT",1,36660,"PLN",0.23,null,null,null,null,null,null,null,"n95"]
[1724,null,"STEROWNICZE","S66916","0159090007258296240S66916","BiT 1000 CY OR","30G0,5",null,"BITNER","KMT",1,41160,"PLN",0.23,null,null,null,null,null,null,null,"n95"]
[1725,null,"STEROWNICZE","S66918","0159090007258296240S66918","BiT 1000 CY OR","2x0,75",null,"BITNER","KMT",1,9090,"PLN",0.23,null,null,null,null,null,null,null,"n95"]
[1726,null,"STEROWNICZE","S66919","0159090007258296240S66919","BiT 1000 CY OR","3G0,75",null,"BITNER","KMT",1,9400,"PLN",0.23,null,null,null,null,null,null,null,"n95"]
[1727,null,"STEROWNICZE","S66920","0159090007258296240S66920","BiT 1000 CY OR","4G0,75",null,"BITNER","KMT",1,12450,"PLN",0.23,null,null,null,null,null,null,null,"n95"]
[1728,null,"STEROWNICZE","S66921","0159090007258296240S66921","BiT 1000 CY OR","5G0,75",null,"BITNER","KMT",1,14980,"PLN",0.23,null,null,null,null,null,null,null,"n95"]
[1729,null,"STEROWNICZE","S66922","0159090007258296240S66922","BiT 1000 CY OR","6G0,75",null,"BITNER","KMT",1,16090,"PLN",0.23,null,null,null,null,null,null,null,"n95"]
[1730,null,"STEROWNICZE","S66923","0159090007258296240S66923","BiT 1000 CY OR","7G0,75",null,"BITNER","KMT",1,17160,"PLN",0.23,null,null,null,null,null,null,null,"n95"]
[1731,null,"STEROWNICZE","S66924","0159090007258296240S66924","BiT 1000 CY OR","8G0,75",null,"BITNER","KMT",1,19720,"PLN",0.23,null,null,null,null,null,null,null,"n95"]
[1732,null,"STEROWNICZE","S66925","0159090007258296240S66925","BiT 1000 CY OR","10G0,75",null,"BITNER","KMT",1,24090,"PLN",0.23,null,null,null,null,null,null,null,"n95"]
[1733,null,"STEROWNICZE","S66926","0159090007258296240S66926","BiT 1000 CY OR","12G0,75",null,"BITNER","KMT",1,26240,"PLN",0.23,null,null,null,null,null,null,null,"n95"]
[1734,null,"STEROWNICZE","S66927","0159090007258296240S66927","BiT 1000 CY OR","14G0,75",null,"BITNER","KMT",1,29490,"PLN",0.23,null,null,null,null,null,null,null,"n95"]
[1735,null,"STEROWNICZE","S66928","0159090007258296240S66928","BiT 1000 CY OR","16G0,75",null,"BITNER","KMT",1,32230,"PLN",0.23,null,null,null,null,null,null,null,"n95"]
[1736,null,"STEROWNICZE","S66929","0159090007258296240S66929","BiT 1000 CY OR","18G0,75",null,"BITNER","KMT",1,35310,"PLN",0.23,null,null,null,null,null,null,null,"n95"]
[1737,null,"STEROWNICZE","S66932","0159090007258296240S66932","BiT 1000 CY OR","21G0,75",null,"BITNER","KMT",1,39850,"PLN",0.23,null,null,null,null,null,null,null,"n95"]
[1738,null,"STEROWNICZE","S66933","0159090007258296240S66933","BiT 1000 CY OR","25G0,75",null,"BITNER","KMT",1,46880,"PLN",0.23,null,null,null,null,null,null,null,"n95"]
[1739,null,"STEROWNICZE","S66934","0159090007258296240S66934","BiT 1000 CY OR","2x1,0",null,"BITNER","KMT",1,10140,"PLN",0.23,null,null,null,null,null,null,null,"n95"]
[1740,null,"STEROWNICZE","S66935","0159090007258296240S66935","BiT 1000 CY OR","3G1,0",null,"BITNER","KMT",1,12130,"PLN",0.23,null,null,null,null,null,null,null,"n95"]
[1741,null,"STEROWNICZE","S66936","0159090007258296240S66936","BiT 1000 CY OR","4G1,0",null,"BITNER","KMT",1,14400,"PLN",0.23,null,null,null,null,null,null,null,"n95"]
[1742,null,"STEROWNICZE","S66937","0159090007258296240S66937","BiT 1000 CY OR","5G1,0",null,"BITNER","KMT",1,16610,"PLN",0.23,null,null,null,null,null,null,null,"n95"]
[1743,null,"STEROWNICZE","S66938","0159090007258296240S66938","BiT 1000 CY OR","6G1,0",null,"BITNER","KMT",1,18620,"PLN",0.23,null,null,null,null,null,null,null,"n95"]
[1744,null,"STEROWNICZE","S66939","0159090007258296240S66939","BiT 1000 CY OR","7G1,0",null,"BITNER","KMT",1,20070,"PLN",0.23,null,null,null,null,null,null,null,"n95"]
[1745,null,"STEROWNICZE","S66940","0159090007258296240S66940","BiT 1000 CY OR","8G1,0",null,"BITNER","KMT",1,23100,"PLN",0.23,null,null,null,null,null,null,null,"n95"]
[1746,null,"STEROWNICZE","S66941","0159090007258296240S66941","BiT 1000 CY OR","10G1,0",null,"BITNER","KMT",1,28650,"PLN",0.23,null,null,null,null,null,null,null,"n95"]
[1747,null,"STEROWNICZE","S66942","0159090007258296240S66942","BiT 1000 CY OR","12G1,0",null,"BITNER","KMT",1,31030,"PLN",0.23,null,null,null,null,null,null,null,"n95"]
[1748,null,"STEROWNICZE","S66943","0159090007258296240S66943","BiT 1000 CY OR","14G1,0",null,"BITNER","KMT",1,34650,"PLN",0.23,null,null,null,null,null,null,null,"n95"]
[1749,null,"STEROWNICZE","S66944","0159090007258296240S66944","BiT 1000 CY OR","16G1,0",null,"BITNER","KMT",1,38650,"PLN",0.23,null,null,null,null,null,null,null,"n95"]
[1750,null,"STEROWNICZE","S66945","0159090007258296240S66945","BiT 1000 CY OR","18G1,0",null,"BITNER","KMT",1,42580,"PLN",0.23,null,null,null,null,null,null,null,"n95"]
[1751,null,"STEROWNICZE","S66948","0159090007258296240S66948","BiT 1000 CY OR","21G1,0",null,"BITNER","KMT",1,48130,"PLN",0.23,null,null,null,null,null,null,null,"n95"]
[1752,null,"STEROWNICZE","S66949","0159090007258296240S66949","BiT 1000 CY OR","25G1,0",null,"BITNER","KMT",1,57150,"PLN",0.23,null,null,null,null,null,null,null,"n95"]
[1753,null,"STEROWNICZE","S67000","0159090007258296240S67000","BiT 1000 CY OR","34G0,5",null,"BITNER","KMT",1,46510,"PLN",0.23,null,null,null,null,null,null,null,"n95"]
[1754,null,"STEROWNICZE","S67001","0159090007258296240S67001","BiT 1000 CY OR","30G0,75",null,"BITNER","KMT",1,53260,"PLN",0.23,null,null,null,null,null,null,null,"n95"]
[1755,null,"STEROWNICZE","S67002","0159090007258296240S67002","BiT 1000 CY OR","34G0,75",null,"BITNER","KMT",1,61000,"PLN",0.23,null,null,null,null,null,null,null,"n95"]
[1756,null,"STEROWNICZE","S67003","0159090007258296240S67003","BiT 1000 CY OR","37G0,75",null,"BITNER","KMT",1,64150,"PLN",0.23,null,null,null,null,null,null,null,"n95"]
[1757,null,"STEROWNICZE","S67004","0159090007258296240S67004","BiT 1000 CY OR","42G0,75",null,"BITNER","KMT",1,73270,"PLN",0.23,null,null,null,null,null,null,null,"n95"]
[1758,null,"STEROWNICZE","S67005","0159090007258296240S67005","BiT 1000 CY OR","52G0,75",null,"BITNER","KMT",1,86130,"PLN",0.23,null,null,null,null,null,null,null,"n95"]
[1759,null,"STEROWNICZE","S67006","0159090007258296240S67006","BiT 1000 CY OR","61G0,75",null,"BITNER","KMT",1,98730,"PLN",0.23,null,null,null,null,null,null,null,"n95"]
[1760,null,"STEROWNICZE","S67007","0159090007258296240S67007","BiT 1000 CY OR","30G1,0",null,"BITNER","KMT",1,65090,"PLN",0.23,null,null,null,null,null,null,null,"n95"]
[1761,null,"STEROWNICZE","S67008","0159090007258296240S67008","BiT 1000 CY OR","34G1,0",null,"BITNER","KMT",1,75150,"PLN",0.23,null,null,null,null,null,null,null,"n95"]
[1762,null,"STEROWNICZE","S67009","0159090007258296240S67009","BiT 1000 CY OR","37G1,0",null,"BITNER","KMT",1,78640,"PLN",0.23,null,null,null,null,null,null,null,"n95"]
[1763,null,"STEROWNICZE","S67010","0159090007258296240S67010","BiT 1000 CY OR","42G1,0",null,"BITNER","KMT",1,89620,"PLN",0.23,null,null,null,null,null,null,null,"n95"]
[1764,null,"STEROWNICZE","S67011","0159090007258296240S67011","BiT 1000 CY OR","52G1,0",null,"BITNER","KMT",1,106270,"PLN",0.23,null,null,null,null,null,null,null,"n95"]
[1765,null,"STEROWNICZE","S67012","0159090007258296240S67012","BiT 1000 CY OR","61G1,0",null,"BITNER","KMT",1,125980,"PLN",0.23,null,null,null,null,null,null,null,"n95"]
[1766,null,"STEROWNICZE","S67019","0159090007258296240S67019","BiT 1000 CY OR","14G1,5",null,"BITNER","KMT",1,45580,"PLN",0.23,null,null,null,null,null,null,null,"n95"]
[1767,null,"STEROWNICZE","S67020","0159090007258296240S67020","BiT 1000 CY OR","16G1,5",null,"BITNER","KMT",1,53920,"PLN",0.23,null,null,null,null,null,null,null,"n95"]
[1768,null,"STEROWNICZE","S67021","0159090007258296240S67021","BiT 1000 CY OR","18G1,5",null,"BITNER","KMT",1,56380,"PLN",0.23,null,null,null,null,null,null,null,"n95"]
[1769,null,"STEROWNICZE","S67022","0159090007258296240S67022","BiT 1000 CY OR","21G1,5",null,"BITNER","KMT",1,67170,"PLN",0.23,null,null,null,null,null,null,null,"n95"]
[1770,null,"STEROWNICZE","S67023","0159090007258296240S67023","BiT 1000 CY OR","25G1,5",null,"BITNER","KMT",1,76850,"PLN",0.23,null,null,null,null,null,null,null,"n95"]
[1771,null,"STEROWNICZE","S67024","0159090007258296240S67024","BiT 1000 CY OR","30G1,5",null,"BITNER","KMT",1,92340,"PLN",0.23,null,null,null,null,null,null,null,"n95"]
[1772,null,"STEROWNICZE","S67025","0159090007258296240S67025","BiT 1000 CY OR","34G1,5",null,"BITNER","KMT",1,104220,"PLN",0.23,null,null,null,null,null,null,null,"n95"]
[1773,null,"STEROWNICZE","S67026","0159090007258296240S67026","BiT 1000 CY OR","37G1,5",null,"BITNER","KMT",1,110170,"PLN",0.23,null,null,null,null,null,null,null,"n95"]
[1774,null,"STEROWNICZE","S67027","0159090007258296240S67027","BiT 1000 CY OR","42G1,5",null,"BITNER","KMT",1,126090,"PLN",0.23,null,null,null,null,null,null,null,"n95"]
[1775,null,"STEROWNICZE","S67028","0159090007258296240S67028","BiT 1000 CY OR","52G1,5",null,"BITNER","KMT",1,149910,"PLN",0.23,null,null,null,null,null,null,null,"n95"]
[1776,null,"STEROWNICZE","S67029","0159090007258296240S67029","BiT 1000 CY OR","61G1,5",null,"BITNER","KMT",1,172400,"PLN",0.23,null,null,null,null,null,null,null,"n95"]
[1777,null,"STEROWNICZE","S67030","0159090007258296240S67030","BiT 1000 CY OR","6G2,5",null,"BITNER","KMT",1,33640,"PLN",0.23,null,null,null,null,null,null,null,"n95"]
[1778,null,"STEROWNICZE","S67031","0159090007258296240S67031","BiT 1000 CY OR","8G2,5",null,"BITNER","KMT",1,42630,"PLN",0.23,null,null,null,null,null,null,null,"n95"]
[1779,null,"STEROWNICZE","S67032","0159090007258296240S67032","BiT 1000 CY OR","12G2,5",null,"BITNER","KMT",1,62500,"PLN",0.23,null,null,null,null,null,null,null,"n95"]
[1780,null,"STEROWNICZE","S67033","0159090007258296240S67033","BiT 1000 CY OR","21G2,5",null,"BITNER","KMT",1,101400,"PLN",0.23,null,null,null,null,null,null,null,"n95"]
[1781,null,"STEROWNICZE","S67034","0159090007258296240S67034","BiT 1000 CY OR","30G2,5",null,"BITNER","KMT",1,138660,"PLN",0.23,null,null,null,null,null,null,null,"n95"]
[1782,null,"STEROWNICZE","S67035","0159090007258296240S67035","BiT 1000 CY OR","2x6",null,"BITNER","KMT",1,28630,"PLN",0.23,null,null,null,null,null,null,null,"n95"]
[1783,null,"STEROWNICZE","S67036","0159090007258296240S67036","BiT 1000 CY OR","10G6",null,"BITNER","KMT",1,110320,"PLN",0.23,null,null,null,null,null,null,null,"n95"]
[1784,null,"STEROWNICZE","S67037","0159090007258296240S67037","BiT 1000 CY OR","2x10",null,"BITNER","KMT",1,44300,"PLN",0.23,null,null,null,null,null,null,null,"n95"]
[1785,null,"STEROWNICZE","S67038","0159090007258296240S67038","BiT 1000 CY OR","10G10",null,"BITNER","KMT",1,185430,"PLN",0.23,null,null,null,null,null,null,null,"n95"]
[1786,null,"STEROWNICZE","S67039","0159090007258296240S67039","BiT 1000 CY OR","2x16",null,"BITNER","KMT",1,63250,"PLN",0.23,null,null,null,null,null,null,null,"n95"]
[1787,null,"STEROWNICZE","S67040","0159090007258296240S67040","BiT 1000 CY OR","10G16",null,"BITNER","KMT",1,272220,"PLN",0.23,null,null,null,null,null,null,null,"n95"]
[1788,null,"STEROWNICZE","S67041","0159090007258296240S67041","BiT 1000 CY OR","2x25",null,"BITNER","KMT",1,94870,"PLN",0.23,null,null,null,null,null,null,null,"n95"]
[1789,null,"STEROWNICZE","S67042","0159090007258296240S67042","BiT 1000 CY OR","7G25",null,"BITNER","KMT",1,290090,"PLN",0.23,null,null,null,null,null,null,null,"n95"]
[1790,null,"STEROWNICZE","S66150","0159090007258296240S66150","BiT 1000 FR","2x0,5",null,"BITNER","KMT",1,2840,"PLN",0.23,null,null,null,null,null,null,null,"n95"]
[1791,null,"STEROWNICZE","S66151","0159090007258296240S66151","BiT 1000 FR","3G0,5",null,"BITNER","KMT",1,3660,"PLN",0.23,null,null,null,null,null,null,null,"n95"]
[1792,null,"STEROWNICZE","S66153","0159090007258296240S66153","BiT 1000 FR","4G0,5",null,"BITNER","KMT",1,4540,"PLN",0.23,null,null,null,null,null,null,null,"n95"]
[1793,null,"STEROWNICZE","S66155","0159090007258296240S66155","BiT 1000 FR","5G0,5",null,"BITNER","KMT",1,5500,"PLN",0.23,null,null,null,null,null,null,null,"n95"]
[1794,null,"STEROWNICZE","S66157","0159090007258296240S66157","BiT 1000 FR","6G0,5",null,"BITNER","KMT",1,6050,"PLN",0.23,null,null,null,null,null,null,null,"n95"]
[1795,null,"STEROWNICZE","S66158","0159090007258296240S66158","BiT 1000 FR","7G0,5",null,"BITNER","KMT",1,6670,"PLN",0.23,null,null,null,null,null,null,null,"n95"]
[1796,null,"STEROWNICZE","S66160","0159090007258296240S66160","BiT 1000 FR","8G0,5",null,"BITNER","KMT",1,8030,"PLN",0.23,null,null,null,null,null,null,null,"n95"]
[1797,null,"STEROWNICZE","S66162","0159090007258296240S66162","BiT 1000 FR","10G0,5",null,"BITNER","KMT",1,10080,"PLN",0.23,null,null,null,null,null,null,null,"n95"]
[1798,null,"STEROWNICZE","S66163","0159090007258296240S66163","BiT 1000 FR","12G0,5",null,"BITNER","KMT",1,11290,"PLN",0.23,null,null,null,null,null,null,null,"n95"]
[1799,null,"STEROWNICZE","S66165","0159090007258296240S66165","BiT 1000 FR","14G0,5",null,"BITNER","KMT",1,12170,"PLN",0.23,null,null,null,null,null,null,null,"n95"]
[1800,null,"STEROWNICZE","S66166","0159090007258296240S66166","BiT 1000 FR","16G0,5",null,"BITNER","KMT",1,13750,"PLN",0.23,null,null,null,null,null,null,null,"n95"]
[1801,null,"STEROWNICZE","S66167","0159090007258296240S66167","BiT 1000 FR","18G0,5",null,"BITNER","KMT",1,15350,"PLN",0.23,null,null,null,null,null,null,null,"n95"]
[1802,null,"STEROWNICZE","S66168","0159090007258296240S66168","BiT 1000 FR","21G0,5",null,"BITNER","KMT",1,17530,"PLN",0.23,null,null,null,null,null,null,null,"n95"]
[1803,null,"STEROWNICZE","S66169","0159090007258296240S66169","BiT 1000 FR","25G0,5",null,"BITNER","KMT",1,20930,"PLN",0.23,null,null,null,null,null,null,null,"n95"]
[1804,null,"STEROWNICZE","S66170","0159090007258296240S66170","BiT 1000 FR","30G0,5",null,"BITNER","KMT",1,24290,"PLN",0.23,null,null,null,null,null,null,null,"n95"]
[1805,null,"STEROWNICZE","S66172","0159090007258296240S66172","BiT 1000 FR","34G0,5",null,"BITNER","KMT",1,27710,"PLN",0.23,null,null,null,null,null,null,null,"n95"]
[1806,null,"STEROWNICZE","S66177","0159090007258296240S66177","BiT 1000 FR","2x0,75",null,"BITNER","KMT",1,3720,"PLN",0.23,null,null,null,null,null,null,null,"n95"]
[1807,null,"STEROWNICZE","S66178","0159090007258296240S66178","BiT 1000 FR","3G0,75",null,"BITNER","KMT",1,4870,"PLN",0.23,null,null,null,null,null,null,null,"n95"]
[1808,null,"STEROWNICZE","S66180","0159090007258296240S66180","BiT 1000 FR","4G0,75",null,"BITNER","KMT",1,5780,"PLN",0.23,null,null,null,null,null,null,null,"n95"]
[1809,null,"STEROWNICZE","S66182","0159090007258296240S66182","BiT 1000 FR","5G0,75",null,"BITNER","KMT",1,6970,"PLN",0.23,null,null,null,null,null,null,null,"n95"]
[1810,null,"STEROWNICZE","S66184","0159090007258296240S66184","BiT 1000 FR","6G0,75",null,"BITNER","KMT",1,8170,"PLN",0.23,null,null,null,null,null,null,null,"n95"]
[1811,null,"STEROWNICZE","S66186","0159090007258296240S66186","BiT 1000 FR","7G0,75",null,"BITNER","KMT",1,9090,"PLN",0.23,null,null,null,null,null,null,null,"n95"]
[1812,null,"STEROWNICZE","S66188","0159090007258296240S66188","BiT 1000 FR","8G0,75",null,"BITNER","KMT",1,10430,"PLN",0.23,null,null,null,null,null,null,null,"n95"]
[1813,null,"STEROWNICZE","S66190","0159090007258296240S66190","BiT 1000 FR","10G0,75",null,"BITNER","KMT",1,12740,"PLN",0.23,null,null,null,null,null,null,null,"n95"]
[1814,null,"STEROWNICZE","S66191","0159090007258296240S66191","BiT 1000 FR","12G0,75",null,"BITNER","KMT",1,14450,"PLN",0.23,null,null,null,null,null,null,null,"n95"]
[1815,null,"STEROWNICZE","S66193","0159090007258296240S66193","BiT 1000 FR","14G0,75",null,"BITNER","KMT",1,16510,"PLN",0.23,null,null,null,null,null,null,null,"n95"]
[1816,null,"STEROWNICZE","S66194","0159090007258296240S66194","BiT 1000 FR","16G0,75",null,"BITNER","KMT",1,18740,"PLN",0.23,null,null,null,null,null,null,null,"n95"]
[1817,null,"STEROWNICZE","S66195","0159090007258296240S66195","BiT 1000 FR","18G0,75",null,"BITNER","KMT",1,20900,"PLN",0.23,null,null,null,null,null,null,null,"n95"]
[1818,null,"STEROWNICZE","S66196","0159090007258296240S66196","BiT 1000 FR","21G0,75",null,"BITNER","KMT",1,23980,"PLN",0.23,null,null,null,null,null,null,null,"n95"]
[1819,null,"STEROWNICZE","S66197","0159090007258296240S66197","BiT 1000 FR","25G0,75",null,"BITNER","KMT",1,28640,"PLN",0.23,null,null,null,null,null,null,null,"n95"]
[1820,null,"STEROWNICZE","S66198","0159090007258296240S66198","BiT 1000 FR","30G0,75",null,"BITNER","KMT",1,33410,"PLN",0.23,null,null,null,null,null,null,null,"n95"]
[1821,null,"STEROWNICZE","S66200","0159090007258296240S66200","BiT 1000 FR","34G0,75",null,"BITNER","KMT",1,38090,"PLN",0.23,null,null,null,null,null,null,null,"n95"]
[1822,null,"STEROWNICZE","S66201","0159090007258296240S66201","BiT 1000 FR","37G0,75",null,"BITNER","KMT",1,40680,"PLN",0.23,null,null,null,null,null,null,null,"n95"]
[1823,null,"STEROWNICZE","S66202","0159090007258296240S66202","BiT 1000 FR","42G0,75",null,"BITNER","KMT",1,46900,"PLN",0.23,null,null,null,null,null,null,null,"n95"]
[1824,null,"STEROWNICZE","S66203","0159090007258296240S66203","BiT 1000 FR","52G0,75",null,"BITNER","KMT",1,56790,"PLN",0.23,null,null,null,null,null,null,null,"n95"]
[1825,null,"STEROWNICZE","S66204","0159090007258296240S66204","BiT 1000 FR","61G0,75",null,"BITNER","KMT",1,66320,"PLN",0.23,null,null,null,null,null,null,null,"n95"]
[1826,null,"STEROWNICZE","S66205","0159090007258296240S66205","BiT 1000 FR","2x1,0",null,"BITNER","KMT",1,4470,"PLN",0.23,null,null,null,null,null,null,null,"n95"]
[1827,null,"STEROWNICZE","S66206","0159090007258296240S66206","BiT 1000 FR","3G1,0",null,"BITNER","KMT",1,5980,"PLN",0.23,null,null,null,null,null,null,null,"n95"]
[1828,null,"STEROWNICZE","S66208","0159090007258296240S66208","BiT 1000 FR","4G1,0",null,"BITNER","KMT",1,7100,"PLN",0.23,null,null,null,null,null,null,null,"n95"]
[1829,null,"STEROWNICZE","S66210","0159090007258296240S66210","BiT 1000 FR","5G1,0",null,"BITNER","KMT",1,8620,"PLN",0.23,null,null,null,null,null,null,null,"n95"]
[1830,null,"STEROWNICZE","S66212","0159090007258296240S66212","BiT 1000 FR","6G1,0",null,"BITNER","KMT",1,10200,"PLN",0.23,null,null,null,null,null,null,null,"n95"]
[1831,null,"STEROWNICZE","S66213","0159090007258296240S66213","BiT 1000 FR","7G1,0",null,"BITNER","KMT",1,11400,"PLN",0.23,null,null,null,null,null,null,null,"n95"]
[1832,null,"STEROWNICZE","S66215","0159090007258296240S66215","BiT 1000 FR","8G1,0",null,"BITNER","KMT",1,13420,"PLN",0.23,null,null,null,null,null,null,null,"n95"]
[1833,null,"STEROWNICZE","S66216","0159090007258296240S66216","BiT 1000 FR","10G1,0",null,"BITNER","KMT",1,15910,"PLN",0.23,null,null,null,null,null,null,null,"n95"]
[1834,null,"STEROWNICZE","S66218","0159090007258296240S66218","BiT 1000 FR","12G1,0",null,"BITNER","KMT",1,18150,"PLN",0.23,null,null,null,null,null,null,null,"n95"]
[1835,null,"STEROWNICZE","S66220","0159090007258296240S66220","BiT 1000 FR","14G1,0",null,"BITNER","KMT",1,20830,"PLN",0.23,null,null,null,null,null,null,null,"n95"]
[1836,null,"STEROWNICZE","S66221","0159090007258296240S66221","BiT 1000 FR","16G1,0",null,"BITNER","KMT",1,23650,"PLN",0.23,null,null,null,null,null,null,null,"n95"]
[1837,null,"STEROWNICZE","S66222","0159090007258296240S66222","BiT 1000 FR","18G1,0",null,"BITNER","KMT",1,26440,"PLN",0.23,null,null,null,null,null,null,null,"n95"]
[1838,null,"STEROWNICZE","S66223","0159090007258296240S66223","BiT 1000 FR","21G1,0",null,"BITNER","KMT",1,30400,"PLN",0.23,null,null,null,null,null,null,null,"n95"]
[1839,null,"STEROWNICZE","S66224","0159090007258296240S66224","BiT 1000 FR","25G1,0",null,"BITNER","KMT",1,36300,"PLN",0.23,null,null,null,null,null,null,null,"n95"]
[1840,null,"STEROWNICZE","S66225","0159090007258296240S66225","BiT 1000 FR","30G1,0",null,"BITNER","KMT",1,42520,"PLN",0.23,null,null,null,null,null,null,null,"n95"]
[1841,null,"STEROWNICZE","S66227","0159090007258296240S66227","BiT 1000 FR","34G1,0",null,"BITNER","KMT",1,48660,"PLN",0.23,null,null,null,null,null,null,null,"n95"]
[1842,null,"STEROWNICZE","S66228","0159090007258296240S66228","BiT 1000 FR","37G1,0",null,"BITNER","KMT",1,52030,"PLN",0.23,null,null,null,null,null,null,null,"n95"]
[1843,null,"STEROWNICZE","S66229","0159090007258296240S66229","BiT 1000 FR","42G1,0",null,"BITNER","KMT",1,59410,"PLN",0.23,null,null,null,null,null,null,null,"n95"]
[1844,null,"STEROWNICZE","S66230","0159090007258296240S66230","BiT 1000 FR","52G1,0",null,"BITNER","KMT",1,72730,"PLN",0.23,null,null,null,null,null,null,null,"n95"]
[1845,null,"STEROWNICZE","S66231","0159090007258296240S66231","BiT 1000 FR","61G1,0",null,"BITNER","KMT",1,84730,"PLN",0.23,null,null,null,null,null,null,null,"n95"]
[1846,null,"STEROWNICZE","S66232","0159090007258296240S66232","BiT 1000 FR","2x1,5",null,"BITNER","KMT",1,5970,"PLN",0.23,null,null,null,null,null,null,null,"n95"]
[1847,null,"STEROWNICZE","S66233","0159090007258296240S66233","BiT 1000 FR","3G1,5",null,"BITNER","KMT",1,7510,"PLN",0.23,null,null,null,null,null,null,null,"n95"]
[1848,null,"STEROWNICZE","S66235","0159090007258296240S66235","BiT 1000 FR","4G1,5",null,"BITNER","KMT",1,9630,"PLN",0.23,null,null,null,null,null,null,null,"n95"]
[1849,null,"STEROWNICZE","S66237","0159090007258296240S66237","BiT 1000 FR","5G1,5",null,"BITNER","KMT",1,11750,"PLN",0.23,null,null,null,null,null,null,null,"n95"]
[1850,null,"STEROWNICZE","S66239","0159090007258296240S66239","BiT 1000 FR","6G1,5",null,"BITNER","KMT",1,13170,"PLN",0.23,null,null,null,null,null,null,null,"n95"]
[1851,null,"STEROWNICZE","S66240","0159090007258296240S66240","BiT 1000 FR","7G1,5",null,"BITNER","KMT",1,14800,"PLN",0.23,null,null,null,null,null,null,null,"n95"]
[1852,null,"STEROWNICZE","S66242","0159090007258296240S66242","BiT 1000 FR","8G1,5",null,"BITNER","KMT",1,17000,"PLN",0.23,null,null,null,null,null,null,null,"n95"]
[1853,null,"STEROWNICZE","S66243","0159090007258296240S66243","BiT 1000 FR","10G1,5",null,"BITNER","KMT",1,21810,"PLN",0.23,null,null,null,null,null,null,null,"n95"]
[1854,null,"STEROWNICZE","S66244","0159090007258296240S66244","BiT 1000 FR","12G1,5",null,"BITNER","KMT",1,25060,"PLN",0.23,null,null,null,null,null,null,null,"n95"]
[1855,null,"STEROWNICZE","S66246","0159090007258296240S66246","BiT 1000 FR","14G1,5",null,"BITNER","KMT",1,28840,"PLN",0.23,null,null,null,null,null,null,null,"n95"]
[1856,null,"STEROWNICZE","S66247","0159090007258296240S66247","BiT 1000 FR","16G1,5",null,"BITNER","KMT",1,32780,"PLN",0.23,null,null,null,null,null,null,null,"n95"]
[1857,null,"STEROWNICZE","S66248","0159090007258296240S66248","BiT 1000 FR","18G1,5",null,"BITNER","KMT",1,36700,"PLN",0.23,null,null,null,null,null,null,null,"n95"]
[1858,null,"STEROWNICZE","S66249","0159090007258296240S66249","BiT 1000 FR","21G1,5",null,"BITNER","KMT",1,42300,"PLN",0.23,null,null,null,null,null,null,null,"n95"]
[1859,null,"STEROWNICZE","S66250","0159090007258296240S66250","BiT 1000 FR","25G1,5",null,"BITNER","KMT",1,50690,"PLN",0.23,null,null,null,null,null,null,null,"n95"]
[1860,null,"STEROWNICZE","S66251","0159090007258296240S66251","BiT 1000 FR","30G1,5",null,"BITNER","KMT",1,59570,"PLN",0.23,null,null,null,null,null,null,null,"n95"]
[1861,null,"STEROWNICZE","S66253","0159090007258296240S66253","BiT 1000 FR","34G1,5",null,"BITNER","KMT",1,67790,"PLN",0.23,null,null,null,null,null,null,null,"n95"]
[1862,null,"STEROWNICZE","S66254","0159090007258296240S66254","BiT 1000 FR","37G1,5",null,"BITNER","KMT",1,73300,"PLN",0.23,null,null,null,null,null,null,null,"n95"]
[1863,null,"STEROWNICZE","S66255","0159090007258296240S66255","BiT 1000 FR","42G1,5",null,"BITNER","KMT",1,84190,"PLN",0.23,null,null,null,null,null,null,null,"n95"]
[1864,null,"STEROWNICZE","S66256","0159090007258296240S66256","BiT 1000 FR","52G1,5",null,"BITNER","KMT",1,102450,"PLN",0.23,null,null,null,null,null,null,null,"n95"]
[1865,null,"STEROWNICZE","S66257","0159090007258296240S66257","BiT 1000 FR","61G1,5",null,"BITNER","KMT",1,119750,"PLN",0.23,null,null,null,null,null,null,null,"n95"]
[1866,null,"STEROWNICZE","S66258","0159090007258296240S66258","BiT 1000 FR","2x2,5",null,"BITNER","KMT",1,8300,"PLN",0.23,null,null,null,null,null,null,null,"n95"]
[1867,null,"STEROWNICZE","S66259","0159090007258296240S66259","BiT 1000 FR","3G2,5",null,"BITNER","KMT",1,11470,"PLN",0.23,null,null,null,null,null,null,null,"n95"]
[1868,null,"STEROWNICZE","S66261","0159090007258296240S66261","BiT 1000 FR","4G2,5",null,"BITNER","KMT",1,14010,"PLN",0.23,null,null,null,null,null,null,null,"n95"]
[1869,null,"STEROWNICZE","S66263","0159090007258296240S66263","BiT 1000 FR","5G2,5",null,"BITNER","KMT",1,17220,"PLN",0.23,null,null,null,null,null,null,null,"n95"]
[1870,null,"STEROWNICZE","S66265","0159090007258296240S66265","BiT 1000 FR","7G2,5",null,"BITNER","KMT",1,23160,"PLN",0.23,null,null,null,null,null,null,null,"n95"]
[1871,null,"STEROWNICZE","S66267","0159090007258296240S66267","BiT 1000 FR","8G2,5",null,"BITNER","KMT",1,27250,"PLN",0.23,null,null,null,null,null,null,null,"n95"]
[1872,null,"STEROWNICZE","S66268","0159090007258296240S66268","BiT 1000 FR","10G2,5",null,"BITNER","KMT",1,33840,"PLN",0.23,null,null,null,null,null,null,null,"n95"]
[1873,null,"STEROWNICZE","S66269","0159090007258296240S66269","BiT 1000 FR","12G2,5",null,"BITNER","KMT",1,39680,"PLN",0.23,null,null,null,null,null,null,null,"n95"]
[1874,null,"STEROWNICZE","S66270","0159090007258296240S66270","BiT 1000 FR","14G2,5",null,"BITNER","KMT",1,45410,"PLN",0.23,null,null,null,null,null,null,null,"n95"]
[1875,null,"STEROWNICZE","S66271","0159090007258296240S66271","BiT 1000 FR","16G2,5",null,"BITNER","KMT",1,51710,"PLN",0.23,null,null,null,null,null,null,null,"n95"]
[1876,null,"STEROWNICZE","S66272","0159090007258296240S66272","BiT 1000 FR","18G2,5",null,"BITNER","KMT",1,57900,"PLN",0.23,null,null,null,null,null,null,null,"n95"]
[1877,null,"STEROWNICZE","S66273","0159090007258296240S66273","BiT 1000 FR","21G2,5",null,"BITNER","KMT",1,67870,"PLN",0.23,null,null,null,null,null,null,null,"n95"]
[1878,null,"STEROWNICZE","S66274","0159090007258296240S66274","BiT 1000 FR","25G2,5",null,"BITNER","KMT",1,80320,"PLN",0.23,null,null,null,null,null,null,null,"n95"]
[1879,null,"STEROWNICZE","S66275","0159090007258296240S66275","BiT 1000 FR","30G2,5",null,"BITNER","KMT",1,95880,"PLN",0.23,null,null,null,null,null,null,null,"n95"]
[1880,null,"STEROWNICZE","S66282","0159090007258296240S66282","BiT 1000 FR","2x4",null,"BITNER","KMT",1,12760,"PLN",0.23,null,null,null,null,null,null,null,"n95"]
[1881,null,"STEROWNICZE","S66283","0159090007258296240S66283","BiT 1000 FR","3G4",null,"BITNER","KMT",1,17510,"PLN",0.23,null,null,null,null,null,null,null,"n95"]
[1882,null,"STEROWNICZE","S66285","0159090007258296240S66285","BiT 1000 FR","4G4",null,"BITNER","KMT",1,22750,"PLN",0.23,null,null,null,null,null,null,null,"n95"]
[1883,null,"STEROWNICZE","S66286","0159090007258296240S66286","BiT 1000 FR","5G4",null,"BITNER","KMT",1,27920,"PLN",0.23,null,null,null,null,null,null,null,"n95"]
[1884,null,"STEROWNICZE","S66287","0159090007258296240S66287","BiT 1000 FR","7G4",null,"BITNER","KMT",1,37910,"PLN",0.23,null,null,null,null,null,null,null,"n95"]
[1885,null,"STEROWNICZE","S66288","0159090007258296240S66288","BiT 1000 FR","10G4",null,"BITNER","KMT",1,55400,"PLN",0.23,null,null,null,null,null,null,null,"n95"]
[1886,null,"STEROWNICZE","S66289","0159090007258296240S66289","BiT 1000 FR","14G4",null,"BITNER","KMT",1,76090,"PLN",0.23,null,null,null,null,null,null,null,"n95"]
[1887,null,"STEROWNICZE","S66291","0159090007258296240S66291","BiT 1000 FR","3G6",null,"BITNER","KMT",1,24920,"PLN",0.23,null,null,null,null,null,null,null,"n95"]
[1888,null,"STEROWNICZE","S66292","0159090007258296240S66292","BiT 1000 FR","4G6",null,"BITNER","KMT",1,32670,"PLN",0.23,null,null,null,null,null,null,null,"n95"]
[1889,null,"STEROWNICZE","S66293","0159090007258296240S66293","BiT 1000 FR","5G6",null,"BITNER","KMT",1,40240,"PLN",0.23,null,null,null,null,null,null,null,"n95"]
[1890,null,"STEROWNICZE","S66294","0159090007258296240S66294","BiT 1000 FR","7G6",null,"BITNER","KMT",1,55220,"PLN",0.23,null,null,null,null,null,null,null,"n95"]
[1891,null,"STEROWNICZE","S66295","0159090007258296240S66295","BiT 1000 FR","10G6",null,"BITNER","KMT",1,80090,"PLN",0.23,null,null,null,null,null,null,null,"n95"]
[1892,null,"STEROWNICZE","S66296","0159090007258296240S66296","BiT 1000 FR","3G10",null,"BITNER","KMT",1,41730,"PLN",0.23,null,null,null,null,null,null,null,"n95"]
[1893,null,"STEROWNICZE","S66297","0159090007258296240S66297","BiT 1000 FR","4G10",null,"BITNER","KMT",1,54890,"PLN",0.23,null,null,null,null,null,null,null,"n95"]
[1894,null,"STEROWNICZE","S66298","0159090007258296240S66298","BiT 1000 FR","5G10",null,"BITNER","KMT",1,67690,"PLN",0.23,null,null,null,null,null,null,null,"n95"]
[1895,null,"STEROWNICZE","S66299","0159090007258296240S66299","BiT 1000 FR","7G10",null,"BITNER","KMT",1,92620,"PLN",0.23,null,null,null,null,null,null,null,"n95"]
[1896,null,"STEROWNICZE","S66300","0159090007258296240S66300","BiT 1000 FR","3G16",null,"BITNER","KMT",1,62980,"PLN",0.23,null,null,null,null,null,null,null,"n95"]
[1897,null,"STEROWNICZE","S66301","0159090007258296240S66301","BiT 1000 FR","4G16",null,"BITNER","KMT",1,82930,"PLN",0.23,null,null,null,null,null,null,null,"n95"]
[1898,null,"STEROWNICZE","S66302","0159090007258296240S66302","BiT 1000 FR","5G16",null,"BITNER","KMT",1,102600,"PLN",0.23,null,null,null,null,null,null,null,"n95"]
[1899,null,"STEROWNICZE","S66303","0159090007258296240S66303","BiT 1000 FR","7G16",null,"BITNER","KMT",1,140970,"PLN",0.23,null,null,null,null,null,null,null,"n95"]
[1900,null,"STEROWNICZE","S66304","0159090007258296240S66304","BiT 1000 FR","3G25",null,"BITNER","KMT",1,98910,"PLN",0.23,null,null,null,null,null,null,null,"n95"]
[1901,null,"STEROWNICZE","S66305","0159090007258296240S66305","BiT 1000 FR","4G25",null,"BITNER","KMT",1,130010,"PLN",0.23,null,null,null,null,null,null,null,"n95"]
[1902,null,"STEROWNICZE","S66306","0159090007258296240S66306","BiT 1000 FR","5G25",null,"BITNER","KMT",1,161370,"PLN",0.23,null,null,null,null,null,null,null,"n95"]
[1903,null,"STEROWNICZE","S66307","0159090007258296240S66307","BiT 1000 FR","3G35",null,"BITNER","KMT",1,133160,"PLN",0.23,null,null,null,null,null,null,null,"n95"]
[1904,null,"STEROWNICZE","S66308","0159090007258296240S66308","BiT 1000 FR","4G35",null,"BITNER","KMT",1,175700,"PLN",0.23,null,null,null,null,null,null,null,"n95"]
[1905,null,"STEROWNICZE","S66309","0159090007258296240S66309","BiT 1000 FR","5G35",null,"BITNER","KMT",1,218360,"PLN",0.23,null,null,null,null,null,null,null,"n95"]
[1906,null,"STEROWNICZE","S66310","0159090007258296240S66310","BiT 1000 FR","3G50",null,"BITNER","KMT",1,187890,"PLN",0.23,null,null,null,null,null,null,null,"n95"]
[1907,null,"STEROWNICZE","S66311","0159090007258296240S66311","BiT 1000 FR","4G50",null,"BITNER","KMT",1,247280,"PLN",0.23,null,null,null,null,null,null,null,"n95"]
[1908,null,"STEROWNICZE","S66312","0159090007258296240S66312","BiT 1000 FR","5G50",null,"BITNER","KMT",1,308090,"PLN",0.23,null,null,null,null,null,null,null,"n95"]
[1909,null,"STEROWNICZE","S66313","0159090007258296240S66313","BiT 1000 FR","3G70",null,"BITNER","KMT",1,267560,"PLN",0.23,null,null,null,null,null,null,null,"n95"]
[1910,null,"STEROWNICZE","S66314","0159090007258296240S66314","BiT 1000 FR","4G70",null,"BITNER","KMT",1,353940,"PLN",0.23,null,null,null,null,null,null,null,"n95"]
[1911,null,"STEROWNICZE","S66315","0159090007258296240S66315","BiT 1000 FR","5G70",null,"BITNER","KMT",1,440150,"PLN",0.23,null,null,null,null,null,null,null,"n95"]
[1912,null,"STEROWNICZE","S66316","0159090007258296240S66316","BiT 1000 FR","3G95",null,"BITNER","KMT",1,355180,"PLN",0.23,null,null,null,null,null,null,null,"n95"]
[1913,null,"STEROWNICZE","S66317","0159090007258296240S66317","BiT 1000 FR","4G95",null,"BITNER","KMT",1,469550,"PLN",0.23,null,null,null,null,null,null,null,"n95"]
[1914,null,"STEROWNICZE","S66319","0159090007258296240S66319","BiT 1000 FR","3G120",null,"BITNER","KMT",1,444650,"PLN",0.23,null,null,null,null,null,null,null,"n95"]
[1915,null,"STEROWNICZE","S66320","0159090007258296240S66320","BiT 1000 FR","4G120",null,"BITNER","KMT",1,591580,"PLN",0.23,null,null,null,null,null,null,null,"n95"]
[1916,null,"STEROWNICZE","S66321","0159090007258296240S66321","BiT 1000 FR","4G150",null,"BITNER","KMT",1,724890,"PLN",0.23,null,null,null,null,null,null,null,"n95"]
[1917,null,"STEROWNICZE","S66322","0159090007258296240S66322","BiT 1000 FR","4G185",null,"BITNER","KMT",1,884100,"PLN",0.23,null,null,null,null,null,null,null,"n95"]
[1918,null,"STEROWNICZE","S66323","0159090007258296240S66323","BiT 1000 FR","4G240",null,"BITNER","KMT",1,1156950,"PLN",0.23,null,null,null,null,null,null,null,"n95"]
[1919,null,"STEROWNICZE","S66324","0159090007258296240S66324","BiT 1000 FR","6G2,5",null,"BITNER","KMT",1,20520,"PLN",0.23,null,null,null,null,null,null,null,"n95"]
[1920,null,"STEROWNICZE","S66325","0159090007258296240S66325","BiT 1000 FR","2x2x0,5",null,"BITNER","KMT",1,4880,"PLN",0.23,null,null,null,null,null,null,null,"n95"]
[1921,null,"STEROWNICZE","S66326","0159090007258296240S66326","BiT 1000 FR","3x2x0,5",null,"BITNER","KMT",1,5920,"PLN",0.23,null,null,null,null,null,null,null,"n95"]
[1922,null,"STEROWNICZE","S66327","0159090007258296240S66327","BiT 1000 FR","4x2x0,5",null,"BITNER","KMT",1,7520,"PLN",0.23,null,null,null,null,null,null,null,"n95"]
[1923,null,"STEROWNICZE","S66328","0159090007258296240S66328","BiT 1000 FR","5x2x0,5",null,"BITNER","KMT",1,9360,"PLN",0.23,null,null,null,null,null,null,null,"n95"]
[1924,null,"STEROWNICZE","S66329","0159090007258296240S66329","BiT 1000 FR","6x2x0,5",null,"BITNER","KMT",1,10640,"PLN",0.23,null,null,null,null,null,null,null,"n95"]
[1925,null,"STEROWNICZE","S66330","0159090007258296240S66330","BiT 1000 FR","7x2x0,5",null,"BITNER","KMT",1,12340,"PLN",0.23,null,null,null,null,null,null,null,"n95"]
[1926,null,"STEROWNICZE","S66331","0159090007258296240S66331","BiT 1000 FR","8x2x0,5",null,"BITNER","KMT",1,13900,"PLN",0.23,null,null,null,null,null,null,null,"n95"]
[1927,null,"STEROWNICZE","S66332","0159090007258296240S66332","BiT 1000 FR","10x2x0,5",null,"BITNER","KMT",1,16990,"PLN",0.23,null,null,null,null,null,null,null,"n95"]
[1928,null,"STEROWNICZE","S66333","0159090007258296240S66333","BiT 1000 FR","12x2x0,5",null,"BITNER","KMT",1,20070,"PLN",0.23,null,null,null,null,null,null,null,"n95"]
[1929,null,"STEROWNICZE","S66334","0159090007258296240S66334","BiT 1000 FR","14x2x0,5",null,"BITNER","KMT",1,23160,"PLN",0.23,null,null,null,null,null,null,null,"n95"]
[1930,null,"STEROWNICZE","S66335","0159090007258296240S66335","BiT 1000 FR","16x2x0,5",null,"BITNER","KMT",1,26520,"PLN",0.23,null,null,null,null,null,null,null,"n95"]
[1931,null,"STEROWNICZE","S66336","0159090007258296240S66336","BiT 1000 FR","18x2x0,5",null,"BITNER","KMT",1,29520,"PLN",0.23,null,null,null,null,null,null,null,"n95"]
[1932,null,"STEROWNICZE","S66337","0159090007258296240S66337","BiT 1000 FR","20x2x0,5",null,"BITNER","KMT",1,32550,"PLN",0.23,null,null,null,null,null,null,null,"n95"]
[1933,null,"STEROWNICZE","S66338","0159090007258296240S66338","BiT 1000 FR","24x2x0,5",null,"BITNER","KMT",1,38470,"PLN",0.23,null,null,null,null,null,null,null,"n95"]
[1934,null,"STEROWNICZE","S66339","0159090007258296240S66339","BiT 1000 FR","2x2x0,75",null,"BITNER","KMT",1,5970,"PLN",0.23,null,null,null,null,null,null,null,"n95"]
[1935,null,"STEROWNICZE","S66340","0159090007258296240S66340","BiT 1000 FR","3x2x0,75",null,"BITNER","KMT",1,7910,"PLN",0.23,null,null,null,null,null,null,null,"n95"]
[1936,null,"STEROWNICZE","S66341","0159090007258296240S66341","BiT 1000 FR","4x2x0,75",null,"BITNER","KMT",1,10150,"PLN",0.23,null,null,null,null,null,null,null,"n95"]
[1937,null,"STEROWNICZE","S66342","0159090007258296240S66342","BiT 1000 FR","5x2x0,75",null,"BITNER","KMT",1,12670,"PLN",0.23,null,null,null,null,null,null,null,"n95"]
[1938,null,"STEROWNICZE","S66343","0159090007258296240S66343","BiT 1000 FR","6x2x0,75",null,"BITNER","KMT",1,14530,"PLN",0.23,null,null,null,null,null,null,null,"n95"]
[1939,null,"STEROWNICZE","S66344","0159090007258296240S66344","BiT 1000 FR","7x2x0,75",null,"BITNER","KMT",1,16880,"PLN",0.23,null,null,null,null,null,null,null,"n95"]
[1940,null,"STEROWNICZE","S66345","0159090007258296240S66345","BiT 1000 FR","8x2x0,75",null,"BITNER","KMT",1,19070,"PLN",0.23,null,null,null,null,null,null,null,"n95"]
[1941,null,"STEROWNICZE","S66346","0159090007258296240S66346","BiT 1000 FR","10x2x0,75",null,"BITNER","KMT",1,23420,"PLN",0.23,null,null,null,null,null,null,null,"n95"]
[1942,null,"STEROWNICZE","S66347","0159090007258296240S66347","BiT 1000 FR","12x2x0,75",null,"BITNER","KMT",1,27780,"PLN",0.23,null,null,null,null,null,null,null,"n95"]
[1943,null,"STEROWNICZE","S66348","0159090007258296240S66348","BiT 1000 FR","14x2x0,75",null,"BITNER","KMT",1,32120,"PLN",0.23,null,null,null,null,null,null,null,"n95"]
[1944,null,"STEROWNICZE","S66349","0159090007258296240S66349","BiT 1000 FR","16x2x0,75",null,"BITNER","KMT",1,37020,"PLN",0.23,null,null,null,null,null,null,null,"n95"]
[1945,null,"STEROWNICZE","S66350","0159090007258296240S66350","BiT 1000 FR","18x2x0,75",null,"BITNER","KMT",1,41040,"PLN",0.23,null,null,null,null,null,null,null,"n95"]
[1946,null,"STEROWNICZE","S66351","0159090007258296240S66351","BiT 1000 FR","20x2x0,75",null,"BITNER","KMT",1,45540,"PLN",0.23,null,null,null,null,null,null,null,"n95"]
[1947,null,"STEROWNICZE","S66352","0159090007258296240S66352","BiT 1000 FR","24x2x0,75",null,"BITNER","KMT",1,53020,"PLN",0.23,null,null,null,null,null,null,null,"n95"]
[1948,null,"STEROWNICZE","S66353","0159090007258296240S66353","BiT 1000 FR","2x2x1",null,"BITNER","KMT",1,7350,"PLN",0.23,null,null,null,null,null,null,null,"n95"]
[1949,null,"STEROWNICZE","S66354","0159090007258296240S66354","BiT 1000 FR","3x2x1",null,"BITNER","KMT",1,9840,"PLN",0.23,null,null,null,null,null,null,null,"n95"]
[1950,null,"STEROWNICZE","S66355","0159090007258296240S66355","BiT 1000 FR","4x2x1",null,"BITNER","KMT",1,12700,"PLN",0.23,null,null,null,null,null,null,null,"n95"]
[1951,null,"STEROWNICZE","S66356","0159090007258296240S66356","BiT 1000 FR","5x2x1",null,"BITNER","KMT",1,15900,"PLN",0.23,null,null,null,null,null,null,null,"n95"]
[1952,null,"STEROWNICZE","S66357","0159090007258296240S66357","BiT 1000 FR","6x2x1",null,"BITNER","KMT",1,18330,"PLN",0.23,null,null,null,null,null,null,null,"n95"]
[1953,null,"STEROWNICZE","S66358","0159090007258296240S66358","BiT 1000 FR","7x2x1",null,"BITNER","KMT",1,21310,"PLN",0.23,null,null,null,null,null,null,null,"n95"]
[1954,null,"STEROWNICZE","S66359","0159090007258296240S66359","BiT 1000 FR","8x2x1",null,"BITNER","KMT",1,24140,"PLN",0.23,null,null,null,null,null,null,null,"n95"]
[1955,null,"STEROWNICZE","S66360","0159090007258296240S66360","BiT 1000 FR","10x2x1",null,"BITNER","KMT",1,29720,"PLN",0.23,null,null,null,null,null,null,null,"n95"]
[1956,null,"STEROWNICZE","S66361","0159090007258296240S66361","BiT 1000 FR","12x2x1",null,"BITNER","KMT",1,35320,"PLN",0.23,null,null,null,null,null,null,null,"n95"]
[1957,null,"STEROWNICZE","S66362","0159090007258296240S66362","BiT 1000 FR","14x2x1",null,"BITNER","KMT",1,41130,"PLN",0.23,null,null,null,null,null,null,null,"n95"]
[1958,null,"STEROWNICZE","S66363","0159090007258296240S66363","BiT 1000 FR","16x2x1",null,"BITNER","KMT",1,47120,"PLN",0.23,null,null,null,null,null,null,null,"n95"]
[1959,null,"STEROWNICZE","S66364","0159090007258296240S66364","BiT 1000 FR","18x2x1",null,"BITNER","KMT",1,51620,"PLN",0.23,null,null,null,null,null,null,null,"n95"]
[1960,null,"STEROWNICZE","S66365","0159090007258296240S66365","BiT 1000 FR","20x2x1",null,"BITNER","KMT",1,57060,"PLN",0.23,null,null,null,null,null,null,null,"n95"]
[1961,null,"STEROWNICZE","S66366","0159090007258296240S66366","BiT 1000 FR","24x2x1",null,"BITNER","KMT",1,67770,"PLN",0.23,null,null,null,null,null,null,null,"n95"]
[1962,null,"STEROWNICZE","S66367","0159090007258296240S66367","BiT 1000 FR","2x2x1,5",null,"BITNER","KMT",1,9910,"PLN",0.23,null,null,null,null,null,null,null,"n95"]
[1963,null,"STEROWNICZE","S66368","0159090007258296240S66368","BiT 1000 FR","3x2x1,5",null,"BITNER","KMT",1,13510,"PLN",0.23,null,null,null,null,null,null,null,"n95"]
[1964,null,"STEROWNICZE","S66369","0159090007258296240S66369","BiT 1000 FR","4x2x1,5",null,"BITNER","KMT",1,17530,"PLN",0.23,null,null,null,null,null,null,null,"n95"]
[1965,null,"STEROWNICZE","S66370","0159090007258296240S66370","BiT 1000 FR","5x2x1,5",null,"BITNER","KMT",1,22000,"PLN",0.23,null,null,null,null,null,null,null,"n95"]
[1966,null,"STEROWNICZE","S66371","0159090007258296240S66371","BiT 1000 FR","6x2x1,5",null,"BITNER","KMT",1,25490,"PLN",0.23,null,null,null,null,null,null,null,"n95"]
[1967,null,"STEROWNICZE","S66372","0159090007258296240S66372","BiT 1000 FR","7x2x1,5",null,"BITNER","KMT",1,29660,"PLN",0.23,null,null,null,null,null,null,null,"n95"]
[1968,null,"STEROWNICZE","S66373","0159090007258296240S66373","BiT 1000 FR","8x2x1,5",null,"BITNER","KMT",1,33640,"PLN",0.23,null,null,null,null,null,null,null,"n95"]
[1969,null,"STEROWNICZE","S66374","0159090007258296240S66374","BiT 1000 FR","10x2x1,5",null,"BITNER","KMT",1,41750,"PLN",0.23,null,null,null,null,null,null,null,"n95"]
[1970,null,"STEROWNICZE","S66375","0159090007258296240S66375","BiT 1000 FR","12x2x1,5",null,"BITNER","KMT",1,49680,"PLN",0.23,null,null,null,null,null,null,null,"n95"]
[1971,null,"STEROWNICZE","S66376","0159090007258296240S66376","BiT 1000 FR","14x2x1,5",null,"BITNER","KMT",1,56820,"PLN",0.23,null,null,null,null,null,null,null,"n95"]
[1972,null,"STEROWNICZE","S66377","0159090007258296240S66377","BiT 1000 FR","16x2x1,5",null,"BITNER","KMT",1,65090,"PLN",0.23,null,null,null,null,null,null,null,"n95"]
[1973,null,"STEROWNICZE","S66378","0159090007258296240S66378","BiT 1000 FR","18x2x1,5",null,"BITNER","KMT",1,72670,"PLN",0.23,null,null,null,null,null,null,null,"n95"]
[1974,null,"STEROWNICZE","S66379","0159090007258296240S66379","BiT 1000 FR","20x2x1,5",null,"BITNER","KMT",1,80380,"PLN",0.23,null,null,null,null,null,null,null,"n95"]
[1975,null,"STEROWNICZE","S66380","0159090007258296240S66380","BiT 1000 FR","24x2x1,5",null,"BITNER","KMT",1,95900,"PLN",0.23,null,null,null,null,null,null,null,"n95"]
[1976,null,"STEROWNICZE","S66381","0159090007258296240S66381","BiT 1000 FR","2x2x2,5",null,"BITNER","KMT",1,15200,"PLN",0.23,null,null,null,null,null,null,null,"n95"]
[1977,null,"STEROWNICZE","S66382","0159090007258296240S66382","BiT 1000 FR","3x2x2,5",null,"BITNER","KMT",1,21030,"PLN",0.23,null,null,null,null,null,null,null,"n95"]
[1978,null,"STEROWNICZE","S66383","0159090007258296240S66383","BiT 1000 FR","4x2x2,5",null,"BITNER","KMT",1,27510,"PLN",0.23,null,null,null,null,null,null,null,"n95"]
[1979,null,"STEROWNICZE","S66384","0159090007258296240S66384","BiT 1000 FR","5x2x2,5",null,"BITNER","KMT",1,34590,"PLN",0.23,null,null,null,null,null,null,null,"n95"]
[1980,null,"STEROWNICZE","S66385","0159090007258296240S66385","BiT 1000 FR","6x2x2,5",null,"BITNER","KMT",1,40330,"PLN",0.23,null,null,null,null,null,null,null,"n95"]
[1981,null,"STEROWNICZE","S66386","0159090007258296240S66386","BiT 1000 FR","7x2x2,5",null,"BITNER","KMT",1,47170,"PLN",0.23,null,null,null,null,null,null,null,"n95"]
[1982,null,"STEROWNICZE","S66387","0159090007258296240S66387","BiT 1000 FR","8x2x2,5",null,"BITNER","KMT",1,52640,"PLN",0.23,null,null,null,null,null,null,null,"n95"]
[1983,null,"STEROWNICZE","S66388","0159090007258296240S66388","BiT 1000 FR","10x2x2,5",null,"BITNER","KMT",1,65430,"PLN",0.23,null,null,null,null,null,null,null,"n95"]
[1984,null,"STEROWNICZE","S66389","0159090007258296240S66389","BiT 1000 FR","12x2x2,5",null,"BITNER","KMT",1,78250,"PLN",0.23,null,null,null,null,null,null,null,"n95"]
[1985,null,"STEROWNICZE","S66390","0159090007258296240S66390","BiT 1000 FR","14x2x2,5",null,"BITNER","KMT",1,90090,"PLN",0.23,null,null,null,null,null,null,null,"n95"]
[1986,null,"STEROWNICZE","S66391","0159090007258296240S66391","BiT 1000 FR","16x2x2,5",null,"BITNER","KMT",1,104380,"PLN",0.23,null,null,null,null,null,null,null,"n95"]
[1987,null,"STEROWNICZE","S66502","0159090007258296240S66502","BiT 1000 FR","1x4",null,"BITNER","KMT",1,5870,"PLN",0.23,null,null,null,null,null,null,null,"n95"]
[1988,null,"STEROWNICZE","S66503","0159090007258296240S66503","BiT 1000 FR","1x6",null,"BITNER","KMT",1,8380,"PLN",0.23,null,null,null,null,null,null,null,"n95"]
[1989,null,"STEROWNICZE","S66504","0159090007258296240S66504","BiT 1000 FR","1x10",null,"BITNER","KMT",1,13060,"PLN",0.23,null,null,null,null,null,null,null,"n95"]
[1990,null,"STEROWNICZE","S66505","0159090007258296240S66505","BiT 1000 FR","1x16",null,"BITNER","KMT",1,19790,"PLN",0.23,null,null,null,null,null,null,null,"n95"]
[1991,null,"STEROWNICZE","S66506","0159090007258296240S66506","BiT 1000 FR","1x25",null,"BITNER","KMT",1,30900,"PLN",0.23,null,null,null,null,null,null,null,"n95"]
[1992,null,"STEROWNICZE","S66507","0159090007258296240S66507","BiT 1000 FR","1x35",null,"BITNER","KMT",1,41880,"PLN",0.23,null,null,null,null,null,null,null,"n95"]
[1993,null,"STEROWNICZE","S66508","0159090007258296240S66508","BiT 1000 FR","1x50",null,"BITNER","KMT",1,59260,"PLN",0.23,null,null,null,null,null,null,null,"n95"]
[1994,null,"STEROWNICZE","S66509","0159090007258296240S66509","BiT 1000 FR","1x70",null,"BITNER","KMT",1,84520,"PLN",0.23,null,null,null,null,null,null,null,"n95"]
[1995,null,"STEROWNICZE","S66510","0159090007258296240S66510","BiT 1000 FR","1x95",null,"BITNER","KMT",1,112190,"PLN",0.23,null,null,null,null,null,null,null,"n95"]
[1996,null,"STEROWNICZE","S66511","0159090007258296240S66511","BiT 1000 FR","1x120",null,"BITNER","KMT",1,141880,"PLN",0.23,null,null,null,null,null,null,null,"n95"]
[1997,null,"STEROWNICZE","S66512","0159090007258296240S66512","BiT 1000 FR","1x150",null,"BITNER","KMT",1,173160,"PLN",0.23,null,null,null,null,null,null,null,"n95"]
[1998,null,"STEROWNICZE","S66513","0159090007258296240S66513","BiT 1000 FR","1x185",null,"BITNER","KMT",1,210940,"PLN",0.23,null,null,null,null,null,null,null,"n95"]
[1999,null,"STEROWNICZE","S66514","0159090007258296240S66514","BiT 1000 FR","1x240",null,"BITNER","KMT",1,276980,"PLN",0.23,null,null,null,null,null,null,null,"n95"]
[2006,null,"STEROWNICZE","H60753","0159090007258296240H60753","BiT 1000 H","5G0,5","bezhalogenowy kabel sterowniczy i zasilający, 0,6/1kV","BITNER","KMT",1,6760,"PLN",0.23,null,null,null,null,null,null,null,"n95"]
[2015,null,"STEROWNICZE","H60763","0159090007258296240H60763","BiT 1000 H","2x0,75","bezhalogenowy kabel sterowniczy i zasilający, 0,6/1kV","BITNER","KMT",1,4570,"PLN",0.23,null,null,null,null,null,null,null,"n95"]
[2026,null,"STEROWNICZE","H60774","0159090007258296240H60774","BiT 1000 H","18G0,75","bezhalogenowy kabel sterowniczy i zasilający, 0,6/1kV","BITNER","KMT",1,23750,"PLN",0.23,null,null,null,null,null,null,null,"n95"]
[2030,null,"STEROWNICZE","H60779","0159090007258296240H60779","BiT 1000 H","5G1,0","bezhalogenowy kabel sterowniczy i zasilający, 0,6/1kV","BITNER","KMT",1,10210,"PLN",0.23,null,null,null,null,null,null,null,"n95"]
[2045,null,"STEROWNICZE","H60795","0159090007258296240H60795","BiT 1000 H","8G1,5","bezhalogenowy kabel sterowniczy i zasilający, 0,6/1kV","BITNER","KMT",1,19310,"PLN",0.23,null,null,null,null,null,null,null,"n95"]
[2050,null,"STEROWNICZE","H60800","0159090007258296240H60800","BiT 1000 H","18G1,5","bezhalogenowy kabel sterowniczy i zasilający, 0,6/1kV","BITNER","KMT",1,40700,"PLN",0.23,null,null,null,null,null,null,null,"n95"]
[2060,null,"STEROWNICZE","H60812","0159090007258296240H60812","BiT 1000 H","3G4","bezhalogenowy kabel sterowniczy i zasilający, 0,6/1kV","BITNER","KMT",1,19900,"PLN",0.23,null,null,null,null,null,null,null,"n95"]
[2070,null,"STEROWNICZE","H60823","0159090007258296240H60823","BiT 1000 H","5G10","bezhalogenowy kabel sterowniczy i zasilający, 0,6/1kV","BITNER","KMT",1,75080,"PLN",0.23,null,null,null,null,null,null,null,"n95"]
[2085,null,"STEROWNICZE","H60838","0159090007258296240H60838","BiT 1000 H","3G70","bezhalogenowy kabel sterowniczy i zasilający, 0,6/1kV","BITNER","KMT",1,296750,"PLN",0.23,null,null,null,null,null,null,null,"n95"]
[2090,null,"STEROWNICZE","H60844","0159090007258296240H60844","BiT 1000 H","3G120","bezhalogenowy kabel sterowniczy i zasilający, 0,6/1kV","BITNER","KMT",1,493160,"PLN",0.23,null,null,null,null,null,null,null,"n95"]
[2103,null,"STEROWNICZE","H60860","0159090007258296240H60860","BiT 1000 H","1x95","bezhalogenowy kabel sterowniczy i zasilający, 0,6/1kV","BITNER","KMT",1,124430,"PLN",0.23,null,null,null,null,null,null,null,"n95"]
[2105,null,"STEROWNICZE","H60862","0159090007258296240H60862","BiT 1000 H","1x150","bezhalogenowy kabel sterowniczy i zasilający, 0,6/1kV","BITNER","KMT",1,192050,"PLN",0.23,null,null,null,null,null,null,null,"n95"]
[2123,null,"STEROWNICZE","H61512","0159090007258296240H61512","BiT 1000 H","21G1,0","bezhalogenowy kabel sterowniczy i zasilający, 0,6/1kV","BITNER","KMT",1,33720,"PLN",0.23,null,null,null,null,null,null,null,"n95"]
[2124,null,"STEROWNICZE","H61513","0159090007258296240H61513","BiT 1000 H","25G1,0","bezhalogenowy kabel sterowniczy i zasilający, 0,6/1kV","BITNER","KMT",1,40260,"PLN",0.23,null,null,null,null,null,null,null,"n95"]
[2135,null,"STEROWNICZE","H61524","0159090007258296240H61524","BiT 1000 H","37G1,5","bezhalogenowy kabel sterowniczy i zasilający, 0,6/1kV","BITNER","KMT",1,81300,"PLN",0.23,null,null,null,null,null,null,null,"n95"]
[2147,null,"STEROWNICZE","H61536","0159090007258296240H61536","BiT 1000 H","14G4","bezhalogenowy kabel sterowniczy i zasilający, 0,6/1kV","BITNER","KMT",1,84390,"PLN",0.23,null,null,null,null,null,null,null,"n95"]
[2160,null,"STEROWNICZE","H61571","0159090007258296240H61571","BiT 1000 H","18x2x0,5","bezhalogenowy kabel sterowniczy i zasilający, 0,6/1kV","BITNER","KMT",1,31630,"PLN",0.23,null,null,null,null,null,null,null,"n95"]
[2167,null,"STEROWNICZE","H61578","0159090007258296240H61578","BiT 1000 H","6x2x0,75","bezhalogenowy kabel sterowniczy i zasilający, 0,6/1kV","BITNER","KMT",1,16210,"PLN",0.23,null,null,null,null,null,null,null,"n95"]
[2179,null,"STEROWNICZE","H61590","0159090007258296240H61590","BiT 1000 H","4x2x1","bezhalogenowy kabel sterowniczy i zasilający, 0,6/1kV","BITNER","KMT",1,14180,"PLN",0.23,null,null,null,null,null,null,null,"n95"]
[2190,null,"STEROWNICZE","H61601","0159090007258296240H61601","BiT 1000 H","24x2x1","bezhalogenowy kabel sterowniczy i zasilający, 0,6/1kV","BITNER","KMT",1,72700,"PLN",0.23,null,null,null,null,null,null,null,"n95"]
[2200,null,"STEROWNICZE","H61611","0159090007258296240H61611","BiT 1000 H","14x2x1,5","bezhalogenowy kabel sterowniczy i zasilający, 0,6/1kV","BITNER","KMT",1,60950,"PLN",0.23,null,null,null,null,null,null,null,"n95"]
[2205,null,"STEROWNICZE","H61616","0159090007258296240H61616","BiT 1000 H","2x2x2,5","bezhalogenowy kabel sterowniczy i zasilający, 0,6/1kV","BITNER","KMT",1,16960,"PLN",0.23,null,null,null,null,null,null,null,"n95"]
[2220,null,"STEROWNICZE","H60904","0159090007258296240H60904","BiT 1000 HCH","7G2,5","giętki, bezhalogenowy, ekranowany kabel sterowniczy i zasilający, 0,6/1kV","BITNER","KMT",1,35330,"PLN",0.23,null,null,null,null,null,null,null,"n95"]
[2224,null,"STEROWNICZE","H60908","0159090007258296240H60908","BiT 1000 HCH","18G2,5","giętki, bezhalogenowy, ekranowany kabel sterowniczy i zasilający, 0,6/1kV","BITNER","KMT",1,79100,"PLN",0.23,null,null,null,null,null,null,null,"n95"]
[2235,null,"STEROWNICZE","H60919","0159090007258296240H60919","BiT 1000 HCH","7G6","giętki, bezhalogenowy, ekranowany kabel sterowniczy i zasilający, 0,6/1kV","BITNER","KMT",1,70480,"PLN",0.23,null,null,null,null,null,null,null,"n95"]
[2244,null,"STEROWNICZE","H60928","0159090007258296240H60928","BiT 1000 HCH","3G25","giętki, bezhalogenowy, ekranowany kabel sterowniczy i zasilający, 0,6/1kV","BITNER","KMT",1,123040,"PLN",0.23,null,null,null,null,null,null,null,"n95"]
[2254,null,"STEROWNICZE","H60938","0159090007258296240H60938","BiT 1000 HCH","4G70","giętki, bezhalogenowy, ekranowany kabel sterowniczy i zasilający, 0,6/1kV","BITNER","KMT",1,422270,"PLN",0.23,null,null,null,null,null,null,null,"n95"]
[2265,null,"STEROWNICZE","H61052","0159090007258296240H61052","BiT 1000 HCH","4G0,5","giętki, bezhalogenowy, ekranowany kabel sterowniczy i zasilający, 0,6/1kV","BITNER","KMT",1,9800,"PLN",0.23,null,null,null,null,null,null,null,"n95"]
[2277,null,"STEROWNICZE","H61066","0159090007258296240H61066","BiT 1000 HCH","30G0,5","giętki, bezhalogenowy, ekranowany kabel sterowniczy i zasilający, 0,6/1kV","BITNER","KMT",1,39540,"PLN",0.23,null,null,null,null,null,null,null,"n95"]
[2280,null,"STEROWNICZE","H61070","0159090007258296240H61070","BiT 1000 HCH","4G0,75","giętki, bezhalogenowy, ekranowany kabel sterowniczy i zasilający, 0,6/1kV","BITNER","KMT",1,11690,"PLN",0.23,null,null,null,null,null,null,null,"n95"]
[2288,null,"STEROWNICZE","H61078","0159090007258296240H61078","BiT 1000 HCH","16G0,75","giętki, bezhalogenowy, ekranowany kabel sterowniczy i zasilający, 0,6/1kV","BITNER","KMT",1,30960,"PLN",0.23,null,null,null,null,null,null,null,"n95"]
[2299,null,"STEROWNICZE","H61091","0159090007258296240H61091","BiT 1000 HCH","10G1,0","giętki, bezhalogenowy, ekranowany kabel sterowniczy i zasilający, 0,6/1kV","BITNER","KMT",1,27520,"PLN",0.23,null,null,null,null,null,null,null,"n95"]
[2310,null,"STEROWNICZE","H61104","0159090007258296240H61104","BiT 1000 HCH","6G1,5","giętki, bezhalogenowy, ekranowany kabel sterowniczy i zasilający, 0,6/1kV","BITNER","KMT",1,22830,"PLN",0.23,null,null,null,null,null,null,null,"n95"]
[2321,null,"STEROWNICZE","H61115","0159090007258296240H61115","BiT 1000 HCH","34G1,5","giętki, bezhalogenowy, ekranowany kabel sterowniczy i zasilający, 0,6/1kV","BITNER","KMT",1,96830,"PLN",0.23,null,null,null,null,null,null,null,"n95"]
[2329,null,"STEROWNICZE","H61123","0159090007258296240H61123","BiT 1000 HCH","37G0,75","giętki, bezhalogenowy, ekranowany kabel sterowniczy i zasilający, 0,6/1kV","BITNER","KMT",1,59600,"PLN",0.23,null,null,null,null,null,null,null,"n95"]
[2341,null,"STEROWNICZE","H61135","0159090007258296240H61135","BiT 1000 HCH","10G10","giętki, bezhalogenowy, ekranowany kabel sterowniczy i zasilający, 0,6/1kV","BITNER","KMT",1,172290,"PLN",0.23,null,null,null,null,null,null,null,"n95"]
[2354,null,"STEROWNICZE","S65977","0159090007258296240S65977","BiT 1000 OR","4G0,5",null,"BITNER","KMT",1,5970,"PLN",0.23,null,null,null,null,null,null,null,"n95"]
[2355,null,"STEROWNICZE","S65978","0159090007258296240S65978","BiT 1000 OR","5G0,5",null,"BITNER","KMT",1,7220,"PLN",0.23,null,null,null,null,null,null,null,"n95"]
[2365,null,"STEROWNICZE","S65989","0159090007258296240S65989","BiT 1000 OR","25G0,5",null,"BITNER","KMT",1,24740,"PLN",0.23,null,null,null,null,null,null,null,"n95"]
[2374,null,"STEROWNICZE","S65999","0159090007258296240S65999","BiT 1000 OR","8G0,75",null,"BITNER","KMT",1,12810,"PLN",0.23,null,null,null,null,null,null,null,"n95"]
[2385,null,"STEROWNICZE","S66012","0159090007258296240S66012","BiT 1000 OR","3G1,0",null,"BITNER","KMT",1,7870,"PLN",0.23,null,null,null,null,null,null,null,"n95"]
[2399,null,"STEROWNICZE","S66028","0159090007258296240S66028","BiT 1000 OR","34G1,0",null,"BITNER","KMT",1,57510,"PLN",0.23,null,null,null,null,null,null,null,"n95"]
[2410,null,"STEROWNICZE","S66043","0159090007258296240S66043","BiT 1000 OR","4G4",null,"BITNER","KMT",1,26880,"PLN",0.23,null,null,null,null,null,null,null,"n95"]
[2418,null,"STEROWNICZE","S66052","0159090007258296240S66052","BiT 1000 OR","4G10",null,"BITNER","KMT",1,64870,"PLN",0.23,null,null,null,null,null,null,null,"n95"]
[2429,null,"STEROWNICZE","S66063","0159090007258296240S66063","BiT 1000 OR","4G35",null,"BITNER","KMT",1,207650,"PLN",0.23,null,null,null,null,null,null,null,"n95"]
[2440,null,"STEROWNICZE","S66075","0159090007258296240S66075","BiT 1000 OR","4G120",null,"BITNER","KMT",1,699140,"PLN",0.23,null,null,null,null,null,null,null,"n95"]
[2442,null,"STEROWNICZE","S66077","0159090007258296240S66077","BiT 1000 OR","4G185",null,"BITNER","KMT",1,1044850,"PLN",0.23,null,null,null,null,null,null,null,"n95"]
[2459,null,"STEROWNICZE","S66742","0159090007258296240S66742","BiT 1000 OR","10G1,5",null,"BITNER","KMT",1,25780,"PLN",0.23,null,null,null,null,null,null,null,"n95"]
[2462,null,"STEROWNICZE","S66746","0159090007258296240S66746","BiT 1000 OR","16G1,5",null,"BITNER","KMT",1,38740,"PLN",0.23,null,null,null,null,null,null,null,"n95"]
[2474,null,"STEROWNICZE","S66760","0159090007258296240S66760","BiT 1000 OR","12G2,5",null,"BITNER","KMT",1,46890,"PLN",0.23,null,null,null,null,null,null,null,"n95"]
[2485,null,"STEROWNICZE","S66785","0159090007258296240S66785","BiT 1000 OR","1x16",null,"BITNER","KMT",1,23390,"PLN",0.23,null,null,null,null,null,null,null,"n95"]
[2495,null,"STEROWNICZE","S66795","0159090007258296240S66795","BiT 1000 OR","1x300",null,"BITNER","KMT",1,426240,"PLN",0.23,null,null,null,null,null,null,null,"n95"]
[2504,null,"STEROWNICZE","S66836","0159090007258296240S66836","BiT 1000 OR","8x2x0,5",null,"BITNER","KMT",1,16130,"PLN",0.23,null,null,null,null,null,null,null,"n95"]
[2515,null,"STEROWNICZE","S66847","0159090007258296240S66847","BiT 1000 OR","5x2x0,75",null,"BITNER","KMT",1,16180,"PLN",0.23,null,null,null,null,null,null,null,"n95"]
[2519,null,"STEROWNICZE","S66851","0159090007258296240S66851","BiT 1000 OR","10x2x0,75",null,"BITNER","KMT",1,27180,"PLN",0.23,null,null,null,null,null,null,null,"n95"]
[2530,null,"STEROWNICZE","S66862","0159090007258296240S66862","BiT 1000 OR","6x2x1",null,"BITNER","KMT",1,21280,"PLN",0.23,null,null,null,null,null,null,null,"n95"]
[2539,null,"STEROWNICZE","S66871","0159090007258296240S66871","BiT 1000 OR","24x2x1",null,"BITNER","KMT",1,75780,"PLN",0.23,null,null,null,null,null,null,null,"n95"]
[2549,null,"STEROWNICZE","S66881","0159090007258296240S66881","BiT 1000 OR","14x2x1,5",null,"BITNER","KMT",1,63530,"PLN",0.23,null,null,null,null,null,null,null,"n95"]
[2559,null,"STEROWNICZE","S66891","0159090007258296240S66891","BiT 1000 OR","7x2x2,5",null,"BITNER","KMT",1,54760,"PLN",0.23,null,null,null,null,null,null,null,"n95"]
[2574,null,"STEROWNICZE","EM9059","0159090007258296240EM9059","BiT 1000 Power","4G2,5",null,"BITNER","KMT",1,13900,"PLN",0.23,null,null,null,null,null,null,null,"n95"]
[2579,null,"STEROWNICZE","EM9064","0159090007258296240EM9064","BiT 1000 Power","3x4,0",null,"BITNER","KMT",1,18340,"PLN",0.23,null,null,null,null,null,null,null,"n95"]
[2592,null,"STEROWNICZE","EM9077","0159090007258296240EM9077","BiT 1000 Power","4G10",null,"BITNER","KMT",1,50310,"PLN",0.23,null,null,null,null,null,null,null,"n95"]
[2604,null,"STEROWNICZE","EM9089","0159090007258296240EM9089","BiT 1000 Power","4G25",null,"BITNER","KMT",1,120150,"PLN",0.23,null,null,null,null,null,null,null,"n95"]
[2612,null,"STEROWNICZE","EM9098","0159090007258296240EM9098","BiT 1000 Power","2x50",null,"BITNER","KMT",1,120920,"PLN",0.23,null,null,null,null,null,null,null,"n95"]
[2619,null,"STEROWNICZE","EM9107","0159090007258296240EM9107","BiT 1000 Power","4x70",null,"BITNER","KMT",1,366960,"PLN",0.23,null,null,null,null,null,null,null,"n95"]
[2624,null,"STEROWNICZE","EM9112","0159090007258296240EM9112","BiT 1000 Power","4x95",null,"BITNER","KMT",1,484420,"PLN",0.23,null,null,null,null,null,null,null,"n95"]
[2636,null,"STEROWNICZE","EM9124","0159090007258296240EM9124","BiT 1000 Power","3G185",null,"BITNER","KMT",1,628630,"PLN",0.23,null,null,null,null,null,null,null,"n95"]
[2649,null,"STEROWNICZE","EM9149","0159090007258296240EM9149","BiT 1000 Power","1G10",null,"BITNER","KMT",1,13760,"PLN",0.23,null,null,null,null,null,null,null,"n95"]
[2654,null,"STEROWNICZE","EM9154","0159090007258296240EM9154","BiT 1000 Power","1G70",null,"BITNER","KMT",1,86890,"PLN",0.23,null,null,null,null,null,null,null,"n95"]
[2669,null,"STEROWNICZE","EM9169","0159090007258296240EM9169","BiT 1000 Power","1x35",null,"BITNER","KMT",1,40590,"PLN",0.23,null,null,null,null,null,null,null,"n95"]
[2679,null,"STEROWNICZE","S66460","0159090007258296240S66460","BiT 1000 Solar czarny","1x1,5",null,"BITNER","KMT",1,2660,"PLN",0.23,null,null,null,null,null,null,null,"n32A"]
[2689,null,"STEROWNICZE","S66470","0159090007258296240S66470","BiT 1000 Solar czarny","1x95",null,"BITNER","KMT",1,108090,"PLN",0.23,null,null,null,null,null,null,null,"n32A"]
[2694,null,"STEROWNICZE","S66464.05","0159090007258296240S66464.05","BiT 1000 Solar czerwony","1x10",null,"BITNER","KMT",1,12680,"PLN",0.23,null,null,null,null,null,null,null,"n32A"]
[2709,null,"STEROWNICZE","S66468.06","0159090007258296240S66468.06","BiT 1000 Solar niebieski","1x50",null,"BITNER","KMT",1,57480,"PLN",0.23,null,null,null,null,null,null,null,"n32A"]
[2713,null,"STEROWNICZE","S54401","0159090007258296240S54401","BiT 500","3G0,5","elastyczny przewód sterowniczy o żyłach numerowanych","BITNER","KMT",1,2120,"PLN",0.23,null,null,null,null,null,null,null,"n91"]
[2724,null,"STEROWNICZE","S54418","0159090007258296240S54418","BiT 500","19G0,5","elastyczny przewód sterowniczy o żyłach numerowanych","BITNER","KMT",1,12060,"PLN",0.23,null,null,null,null,null,null,null,"n91"]
[2733,null,"STEROWNICZE","S54432","0159090007258296240S54432","BiT 500","6G0,75","elastyczny przewód sterowniczy o żyłach numerowanych","BITNER","KMT",1,5670,"PLN",0.23,null,null,null,null,null,null,null,"n91"]
[2739,null,"STEROWNICZE","S54442","0159090007258296240S54442","BiT 500","16G0,75","elastyczny przewód sterowniczy o żyłach numerowanych","BITNER","KMT",1,14790,"PLN",0.23,null,null,null,null,null,null,null,"n91"]
[2754,null,"STEROWNICZE","S54466","0159090007258296240S54466","BiT 500","18G1","elastyczny przewód sterowniczy o żyłach numerowanych","BITNER","KMT",1,21390,"PLN",0.23,null,null,null,null,null,null,null,"n91"]
[2766,null,"STEROWNICZE","S54487","0159090007258296240S54487","BiT 500","2x2,5","elastyczny przewód sterowniczy o żyłach numerowanych","BITNER","KMT",1,5990,"PLN",0.23,null,null,null,null,null,null,null,"n91"]
[2769,null,"STEROWNICZE","S54492","0159090007258296240S54492","BiT 500","5G2,5","elastyczny przewód sterowniczy o żyłach numerowanych","BITNER","KMT",1,14060,"PLN",0.23,null,null,null,null,null,null,null,"n91"]
[2782,null,"STEROWNICZE","S54514","0159090007258296240S54514","BiT 500","30G0,75","elastyczny przewód sterowniczy o żyłach numerowanych","BITNER","KMT",1,26970,"PLN",0.23,null,null,null,null,null,null,null,"n91"]
[2794,null,"STEROWNICZE","S54526","0159090007258296240S54526","BiT 500","37G1","elastyczny przewód sterowniczy o żyłach numerowanych","BITNER","KMT",1,43040,"PLN",0.23,null,null,null,null,null,null,null,"n91"]
[2799,null,"STEROWNICZE","S54531","0159090007258296240S54531","BiT 500","61G1","elastyczny przewód sterowniczy o żyłach numerowanych","BITNER","KMT",1,70280,"PLN",0.23,null,null,null,null,null,null,null,"n91"]
[2810,null,"STEROWNICZE","S54544","0159090007258296240S54544","BiT 500","40G1,5","elastyczny przewód sterowniczy o żyłach numerowanych","BITNER","KMT",1,66340,"PLN",0.23,null,null,null,null,null,null,null,"n91"]
[2824,null,"STEROWNICZE","S54559","0159090007258296240S54559","BiT 500","50G2,5","elastyczny przewód sterowniczy o żyłach numerowanych","BITNER","KMT",1,134650,"PLN",0.23,null,null,null,null,null,null,null,"n91"]
[2826,null,"STEROWNICZE","S54561","0159090007258296240S54561","BiT 500","3G4","elastyczny przewód sterowniczy o żyłach numerowanych","BITNER","KMT",1,14280,"PLN",0.23,null,null,null,null,null,null,null,"n91"]
[2839,null,"STEROWNICZE","S54575","0159090007258296240S54575","BiT 500 ","10x2x0,5","elastyczny przewód sterowniczy o żyłach numerowanych","BITNER","KMT",1,12580,"PLN",0.23,null,null,null,null,null,null,null,"n91"]
[2854,null,"STEROWNICZE","S54590","0159090007258296240S54590","BiT 500 ","12x2x0,75","elastyczny przewód sterowniczy o żyłach numerowanych","BITNER","KMT",1,21470,"PLN",0.23,null,null,null,null,null,null,null,"n91"]
[2859,null,"STEROWNICZE","S54595","0159090007258296240S54595","BiT 500 ","24x2x0,75","elastyczny przewód sterowniczy o żyłach numerowanych","BITNER","KMT",1,41900,"PLN",0.23,null,null,null,null,null,null,null,"n91"]
[2869,null,"STEROWNICZE","S54605","0159090007258296240S54605","BiT 500 ","14x2x1,0","elastyczny przewód sterowniczy o żyłach numerowanych","BITNER","KMT",1,32380,"PLN",0.23,null,null,null,null,null,null,null,"n91"]
[2874,null,"STEROWNICZE","S54610","0159090007258296240S54610","BiT 500 ","2x2x1,5","elastyczny przewód sterowniczy o żyłach numerowanych","BITNER","KMT",1,7540,"PLN",0.23,null,null,null,null,null,null,null,"n91"]
[2887,null,"STEROWNICZE","S54623","0159090007258296240S54623","BiT 500 ","24x2x1,5","elastyczny przewód sterowniczy o żyłach numerowanych","BITNER","KMT",1,78330,"PLN",0.23,null,null,null,null,null,null,null,"n91"]
[2899,null,"STEROWNICZE","SB0250","0159090007258296240SB0250","BiT 500 (St)","2x0,5",null,"BITNER","KMT",1,2260,"PLN",0.23,null,null,null,null,null,null,null,"n91"]
[2903,null,"STEROWNICZE","SB0257","0159090007258296240SB0257","BiT 500 (St)","6G0,5",null,"BITNER","KMT",1,4890,"PLN",0.23,null,null,null,null,null,null,null,"n91"]
[2914,null,"STEROWNICZE","SB0271","0159090007258296240SB0271","BiT 500 (St)","27G0,5",null,"BITNER","KMT",1,18480,"PLN",0.23,null,null,null,null,null,null,null,"n91"]
[2929,null,"STEROWNICZE","SB0291","0159090007258296240SB0291","BiT 500 (St)","8G0,75",null,"BITNER","KMT",1,8600,"PLN",0.23,null,null,null,null,null,null,null,"n91"]
[2940,null,"STEROWNICZE","SB0304","0159090007258296240SB0304","BiT 500 (St)","34G0,75",null,"BITNER","KMT",1,33120,"PLN",0.23,null,null,null,null,null,null,null,"n91"]
[2944,null,"STEROWNICZE","SB0308","0159090007258296240SB0308","BiT 500 (St)","50G0,75",null,"BITNER","KMT",1,47690,"PLN",0.23,null,null,null,null,null,null,null,"n91"]
[2956,null,"STEROWNICZE","SB0327","0159090007258296240SB0327","BiT 500 (St)","14G1",null,"BITNER","KMT",1,18460,"PLN",0.23,null,null,null,null,null,null,null,"n91"]
[2969,null,"STEROWNICZE","SB0341","0159090007258296240SB0341","BiT 500 (St)","56G1",null,"BITNER","KMT",1,69300,"PLN",0.23,null,null,null,null,null,null,null,"n91"]
[2974,null,"STEROWNICZE","SB0348","0159090007258296240SB0348","BiT 500 (St)","5G1,5",null,"BITNER","KMT",1,10180,"PLN",0.23,null,null,null,null,null,null,null,"n91"]
[2980,null,"STEROWNICZE","SB0359","0159090007258296240SB0359","BiT 500 (St)","14G1,5",null,"BITNER","KMT",1,25940,"PLN",0.23,null,null,null,null,null,null,null,"n91"]
[2989,null,"STEROWNICZE","SB0368","0159090007258296240SB0368","BiT 500 (St)","37G1,5",null,"BITNER","KMT",1,65770,"PLN",0.23,null,null,null,null,null,null,null,"n91"]
[3000,null,"STEROWNICZE","SB0383","0159090007258296240SB0383","BiT 500 (St)","10G2,5",null,"BITNER","KMT",1,30920,"PLN",0.23,null,null,null,null,null,null,null,"n91"]
[3014,null,"STEROWNICZE","SB0401","0159090007258296240SB0401","BiT 500 (St)","4G4",null,"BITNER","KMT",1,20670,"PLN",0.23,null,null,null,null,null,null,null,"n91"]
[3019,null,"STEROWNICZE","SB0406","0159090007258296240SB0406","BiT 500 (St)","2x2x0,5",null,"BITNER","KMT",1,3900,"PLN",0.23,null,null,null,null,null,null,null,"n91"]
[3033,null,"STEROWNICZE","SB0420","0159090007258296240SB0420","BiT 500 (St)","2x2x0,75",null,"BITNER","KMT",1,5150,"PLN",0.23,null,null,null,null,null,null,null,"n91"]
[3044,null,"STEROWNICZE","SB0431","0159090007258296240SB0431","BiT 500 (St)","18x2x0,75",null,"BITNER","KMT",1,35210,"PLN",0.23,null,null,null,null,null,null,null,"n91"]
[3053,null,"STEROWNICZE","SB0440","0159090007258296240SB0440","BiT 500 (St)","8x2x1",null,"BITNER","KMT",1,21230,"PLN",0.23,null,null,null,null,null,null,null,"n91"]
[3059,null,"STEROWNICZE","SB0446","0159090007258296240SB0446","BiT 500 (St)","20x2x1",null,"BITNER","KMT",1,50580,"PLN",0.23,null,null,null,null,null,null,null,"n91"]
[3074,null,"STEROWNICZE","SB0461","0159090007258296240SB0461","BiT 500 (St)","24x2x1,5",null,"BITNER","KMT",1,85490,"PLN",0.23,null,null,null,null,null,null,null,"n91"]
[3077,null,"STEROWNICZE","SB0464","0159090007258296240SB0464","BiT 500 (St)","4x2x2,5",null,"BITNER","KMT",1,24750,"PLN",0.23,null,null,null,null,null,null,null,"n91"]
[3089,null,"STEROWNICZE","S59083","0159090007258296240S59083","BiT 500 (St) BLACK","5G0,5",null,"BITNER","KMT",1,4830,"PLN",0.23,null,null,null,null,null,null,null,"n91"]
[3104,null,"STEROWNICZE","S59102","0159090007258296240S59102","BiT 500 (St) BLACK","37G0,5",null,"BITNER","KMT",1,25240,"PLN",0.23,null,null,null,null,null,null,null,"n91"]
[3110,null,"STEROWNICZE","S59108","0159090007258296240S59108","BiT 500 (St) BLACK","2x0,75",null,"BITNER","KMT",1,3420,"PLN",0.23,null,null,null,null,null,null,null,"n91"]
[3119,null,"STEROWNICZE","S59124","0159090007258296240S59124","BiT 500 (St) BLACK","14G0,75",null,"BITNER","KMT",1,14690,"PLN",0.23,null,null,null,null,null,null,null,"n91"]
[3130,null,"STEROWNICZE","S59135","0159090007258296240S59135","BiT 500 (St) BLACK","42G0,75",null,"BITNER","KMT",1,41380,"PLN",0.23,null,null,null,null,null,null,null,"n91"]
[3134,null,"STEROWNICZE","S59139","0159090007258296240S59139","BiT 500 (St) BLACK","2x1",null,"BITNER","KMT",1,4320,"PLN",0.23,null,null,null,null,null,null,null,"n91"]
[3149,null,"STEROWNICZE","S59162","0159090007258296240S59162","BiT 500 (St) BLACK","27G1",null,"BITNER","KMT",1,35030,"PLN",0.23,null,null,null,null,null,null,null,"n91"]
[3154,null,"STEROWNICZE","S59167","0159090007258296240S59167","BiT 500 (St) BLACK","42G1",null,"BITNER","KMT",1,53510,"PLN",0.23,null,null,null,null,null,null,null,"n91"]
[3164,null,"STEROWNICZE","S59182","0159090007258296240S59182","BiT 500 (St) BLACK","8G1,5",null,"BITNER","KMT",1,15990,"PLN",0.23,null,null,null,null,null,null,null,"n91"]
[3174,null,"STEROWNICZE","S59194","0159090007258296240S59194","BiT 500 (St) BLACK","30G1,5",null,"BITNER","KMT",1,54320,"PLN",0.23,null,null,null,null,null,null,null,"n91"]
[3183,null,"STEROWNICZE","S59203","0159090007258296240S59203","BiT 500 (St) BLACK","3G2,5",null,"BITNER","KMT",1,10580,"PLN",0.23,null,null,null,null,null,null,null,"n91"]
[3194,null,"STEROWNICZE","S59221","0159090007258296240S59221","BiT 500 (St) BLACK","30G2,5",null,"BITNER","KMT",1,87400,"PLN",0.23,null,null,null,null,null,null,null,"n91"]
[3207,null,"STEROWNICZE","S59235","0159090007258296240S59235","BiT 500 (St) BLACK","3x2x0,5",null,"BITNER","KMT",1,5760,"PLN",0.23,null,null,null,null,null,null,null,"n91"]
[3219,null,"STEROWNICZE","S59247","0159090007258296240S59247","BiT 500 (St) BLACK","24x2x0,5",null,"BITNER","KMT",1,33070,"PLN",0.23,null,null,null,null,null,null,null,"n91"]
[3227,null,"STEROWNICZE","S59255","0159090007258296240S59255","BiT 500 (St) BLACK","10x2x0,75",null,"BITNER","KMT",1,20840,"PLN",0.23,null,null,null,null,null,null,null,"n91"]
[3238,null,"STEROWNICZE","S59266","0159090007258296240S59266","BiT 500 (St) BLACK","6x2x1",null,"BITNER","KMT",1,16970,"PLN",0.23,null,null,null,null,null,null,null,"n91"]
[3239,null,"STEROWNICZE","S59267","0159090007258296240S59267","BiT 500 (St) BLACK","7x2x1",null,"BITNER","KMT",1,19570,"PLN",0.23,null,null,null,null,null,null,null,"n91"]
[3251,null,"STEROWNICZE","S59279","0159090007258296240S59279","BiT 500 (St) BLACK","5x2x1,5",null,"BITNER","KMT",1,20210,"PLN",0.23,null,null,null,null,null,null,null,"n91"]
[3264,null,"STEROWNICZE","S59292","0159090007258296240S59292","BiT 500 (St) BLACK","4x2x2,5",null,"BITNER","KMT",1,25230,"PLN",0.23,null,null,null,null,null,null,null,"n91"]
[3271,null,"STEROWNICZE","S59299","0159090007258296240S59299","BiT 500 (St) BLACK","14x2x2,5",null,"BITNER","KMT",1,83790,"PLN",0.23,null,null,null,null,null,null,null,"n91"]
[3283,null,"STEROWNICZE","SB2416","0159090007258296240SB2416","BiT 500 (St) BLACK FR","16G0,5",null,"BITNER","KMT",1,13170,"PLN",0.23,null,null,null,null,null,null,null,"n91"]
[3294,null,"STEROWNICZE","SB2427","0159090007258296240SB2427","BiT 500 (St) BLACK FR","50G0,5",null,"BITNER","KMT",1,37700,"PLN",0.23,null,null,null,null,null,null,null,"n91"]
[3304,null,"STEROWNICZE","SB2443","0159090007258296240SB2443","BiT 500 (St) BLACK FR","10G0,75",null,"BITNER","KMT",1,12550,"PLN",0.23,null,null,null,null,null,null,null,"n91"]
[3313,null,"STEROWNICZE","SB2453","0159090007258296240SB2453","BiT 500 (St) BLACK FR","30G0,75",null,"BITNER","KMT",1,32370,"PLN",0.23,null,null,null,null,null,null,null,"n91"]
[3324,null,"STEROWNICZE","SB2466","0159090007258296240SB2466","BiT 500 (St) BLACK FR","5G1",null,"BITNER","KMT",1,8920,"PLN",0.23,null,null,null,null,null,null,null,"n91"]
[3328,null,"STEROWNICZE","SB2473","0159090007258296240SB2473","BiT 500 (St) BLACK FR","10G1",null,"BITNER","KMT",1,15910,"PLN",0.23,null,null,null,null,null,null,null,"n91"]
[3339,null,"STEROWNICZE","SB2487","0159090007258296240SB2487","BiT 500 (St) BLACK FR","37G1",null,"BITNER","KMT",1,51800,"PLN",0.23,null,null,null,null,null,null,null,"n91"]
[3348,null,"STEROWNICZE","SB2498","0159090007258296240SB2498","BiT 500 (St) BLACK FR","5G1,5",null,"BITNER","KMT",1,11960,"PLN",0.23,null,null,null,null,null,null,null,"n91"]
[3358,null,"STEROWNICZE","SB2513","0159090007258296240SB2513","BiT 500 (St) BLACK FR","21G1,5",null,"BITNER","KMT",1,42650,"PLN",0.23,null,null,null,null,null,null,null,"n91"]
[3369,null,"STEROWNICZE","SB2524","0159090007258296240SB2524","BiT 500 (St) BLACK FR","2x2,5",null,"BITNER","KMT",1,8670,"PLN",0.23,null,null,null,null,null,null,null,"n91"]
[3381,null,"STEROWNICZE","SB2543","0159090007258296240SB2543","BiT 500 (St) BLACK FR","30G2,5",null,"BITNER","KMT",1,96140,"PLN",0.23,null,null,null,null,null,null,null,"n91"]
[3384,null,"STEROWNICZE","SB2546","0159090007258296240SB2546","BiT 500 (St) BLACK FR","42G2,5",null,"BITNER","KMT",1,135640,"PLN",0.23,null,null,null,null,null,null,null,"n91"]
[3401,null,"STEROWNICZE","SB2564","0159090007258296240SB2564","BiT 500 (St) BLACK FR","12x2x0,5",null,"BITNER","KMT",1,19330,"PLN",0.23,null,null,null,null,null,null,null,"n91"]
[3403,null,"STEROWNICZE","SB2566","0159090007258296240SB2566","BiT 500 (St) BLACK FR","16x2x0,5",null,"BITNER","KMT",1,25370,"PLN",0.23,null,null,null,null,null,null,null,"n91"]
[3414,null,"STEROWNICZE","SB2577","0159090007258296240SB2577","BiT 500 (St) BLACK FR","10x2x0,75",null,"BITNER","KMT",1,22920,"PLN",0.23,null,null,null,null,null,null,null,"n91"]
[3425,null,"STEROWNICZE","SB2588","0159090007258296240SB2588","BiT 500 (St) BLACK FR","6x2x1",null,"BITNER","KMT",1,18670,"PLN",0.23,null,null,null,null,null,null,null,"n91"]
[3433,null,"STEROWNICZE","SB2596","0159090007258296240SB2596","BiT 500 (St) BLACK FR","20x2x1",null,"BITNER","KMT",1,55720,"PLN",0.23,null,null,null,null,null,null,null,"n91"]
[3445,null,"STEROWNICZE","SB2608","0159090007258296240SB2608","BiT 500 (St) BLACK FR","16x2x1,5",null,"BITNER","KMT",1,63720,"PLN",0.23,null,null,null,null,null,null,null,"n91"]
[3458,null,"STEROWNICZE","SB2621","0159090007258296240SB2621","BiT 500 (St) BLACK FR","14x2x2,5",null,"BITNER","KMT",1,90490,"PLN",0.23,null,null,null,null,null,null,null,"n91"]
[3469,null,"STEROWNICZE","SB2665","0159090007258296240SB2665","BiT 500 (St) BLACK OR","14G0,5",null,"BITNER","KMT",1,14000,"PLN",0.23,null,null,null,null,null,null,null,"n91"]
[3478,null,"STEROWNICZE","SB2674","0159090007258296240SB2674","BiT 500 (St) BLACK OR","37G0,5",null,"BITNER","KMT",1,31050,"PLN",0.23,null,null,null,null,null,null,null,"n91"]
[3488,null,"STEROWNICZE","SB2687","0159090007258296240SB2687","BiT 500 (St) BLACK OR","6G0,75",null,"BITNER","KMT",1,9580,"PLN",0.23,null,null,null,null,null,null,null,"n91"]
[3489,null,"STEROWNICZE","SB2689","0159090007258296240SB2689","BiT 500 (St) BLACK OR","7G0,75",null,"BITNER","KMT",1,10610,"PLN",0.23,null,null,null,null,null,null,null,"n91"]
[3502,null,"STEROWNICZE","SB2705","0159090007258296240SB2705","BiT 500 (St) BLACK OR","37G0,75",null,"BITNER","KMT",1,44580,"PLN",0.23,null,null,null,null,null,null,null,"n91"]
[3508,null,"STEROWNICZE","SB2711","0159090007258296240SB2711","BiT 500 (St) BLACK OR","2x1",null,"BITNER","KMT",1,6050,"PLN",0.23,null,null,null,null,null,null,null,"n91"]
[3522,null,"STEROWNICZE","SB2733","0159090007258296240SB2733","BiT 500 (St) BLACK OR","25G1",null,"BITNER","KMT",1,40500,"PLN",0.23,null,null,null,null,null,null,null,"n91"]
[3533,null,"STEROWNICZE","SB2744","0159090007258296240SB2744","BiT 500 (St) BLACK OR","3G1,5",null,"BITNER","KMT",1,9300,"PLN",0.23,null,null,null,null,null,null,null,"n91"]
[3544,null,"STEROWNICZE","SB2762","0159090007258296240SB2762","BiT 500 (St) BLACK OR","19G1,5",null,"BITNER","KMT",1,42820,"PLN",0.23,null,null,null,null,null,null,null,"n91"]
[3555,null,"STEROWNICZE","SB2773","0159090007258296240SB2773","BiT 500 (St) BLACK OR","61G1,5",null,"BITNER","KMT",1,133050,"PLN",0.23,null,null,null,null,null,null,null,"n91"]
[3563,null,"STEROWNICZE","SB2788","0159090007258296240SB2788","BiT 500 (St) BLACK OR","14G2,5",null,"BITNER","KMT",1,51710,"PLN",0.23,null,null,null,null,null,null,null,"n91"]
[3566,null,"STEROWNICZE","SB2791","0159090007258296240SB2791","BiT 500 (St) BLACK OR","21G2,5",null,"BITNER","KMT",1,76160,"PLN",0.23,null,null,null,null,null,null,null,"n91"]
[3578,null,"STEROWNICZE","SB2804","0159090007258296240SB2804","BiT 500 (St) BLACK OR","10G4",null,"BITNER","KMT",1,62850,"PLN",0.23,null,null,null,null,null,null,null,"n91"]
[3589,null,"STEROWNICZE","SB2815","0159090007258296240SB2815","BiT 500 (St) BLACK OR","14x2x0,5",null,"BITNER","KMT",1,25800,"PLN",0.23,null,null,null,null,null,null,null,"n91"]
[3599,null,"STEROWNICZE","SB2825","0159090007258296240SB2825","BiT 500 (St) BLACK OR","7x2x0,75",null,"BITNER","KMT",1,19490,"PLN",0.23,null,null,null,null,null,null,null,"n91"]
[3608,null,"STEROWNICZE","SB2834","0159090007258296240SB2834","BiT 500 (St) BLACK OR","2x2x1",null,"BITNER","KMT",1,9980,"PLN",0.23,null,null,null,null,null,null,null,"n91"]
[3619,null,"STEROWNICZE","SB2845","0159090007258296240SB2845","BiT 500 (St) BLACK OR","18x2x1",null,"BITNER","KMT",1,58060,"PLN",0.23,null,null,null,null,null,null,null,"n91"]
[3623,null,"STEROWNICZE","SB2849","0159090007258296240SB2849","BiT 500 (St) BLACK OR","3x2x1,5",null,"BITNER","KMT",1,16490,"PLN",0.23,null,null,null,null,null,null,null,"n91"]
[3638,null,"STEROWNICZE","SB2864","0159090007258296240SB2864","BiT 500 (St) BLACK OR","4x2x2,5",null,"BITNER","KMT",1,32290,"PLN",0.23,null,null,null,null,null,null,null,"n91"]
[3643,null,"STEROWNICZE","SB2869","0159090007258296240SB2869","BiT 500 (St) BLACK OR","10x2x2,5",null,"BITNER","KMT",1,75060,"PLN",0.23,null,null,null,null,null,null,null,"n91"]
[3653,null,"STEROWNICZE","SB0610","0159090007258296240SB0610","BiT 500 (St) FR","8G0,5",null,"BITNER","KMT",1,6640,"PLN",0.23,null,null,null,null,null,null,null,"n91"]
[3663,null,"STEROWNICZE","SB0622","0159090007258296240SB0622","BiT 500 (St) FR","30G0,5",null,"BITNER","KMT",1,22400,"PLN",0.23,null,null,null,null,null,null,null,"n91"]
[3678,null,"STEROWNICZE","SB0643","0159090007258296240SB0643","BiT 500 (St) FR","10G0,75",null,"BITNER","KMT",1,11520,"PLN",0.23,null,null,null,null,null,null,null,"n91"]
[3683,null,"STEROWNICZE","SB0649","0159090007258296240SB0649","BiT 500 (St) FR","19G0,75",null,"BITNER","KMT",1,20600,"PLN",0.23,null,null,null,null,null,null,null,"n91"]
[3696,null,"STEROWNICZE","SB0662","0159090007258296240SB0662","BiT 500 (St) FR","3G1",null,"BITNER","KMT",1,5240,"PLN",0.23,null,null,null,null,null,null,null,"n91"]
[3708,null,"STEROWNICZE","SB0682","0159090007258296240SB0682","BiT 500 (St) FR","21G1",null,"BITNER","KMT",1,29700,"PLN",0.23,null,null,null,null,null,null,null,"n91"]
[3713,null,"STEROWNICZE","SB0687","0159090007258296240SB0687","BiT 500 (St) FR","37G1",null,"BITNER","KMT",1,51080,"PLN",0.23,null,null,null,null,null,null,null,"n91"]
[3720,null,"STEROWNICZE","SB0694","0159090007258296240SB0694","BiT 500 (St) FR","3G1,5",null,"BITNER","KMT",1,7030,"PLN",0.23,null,null,null,null,null,null,null,"n91"]
[3738,null,"STEROWNICZE","SB0719","0159090007258296240SB0719","BiT 500 (St) FR","40G1,5",null,"BITNER","KMT",1,78290,"PLN",0.23,null,null,null,null,null,null,null,"n91"]
[3740,null,"STEROWNICZE","SB0721","0159090007258296240SB0721","BiT 500 (St) FR","50G1,5",null,"BITNER","KMT",1,97800,"PLN",0.23,null,null,null,null,null,null,null,"n91"]
[3753,null,"STEROWNICZE","SB0741","0159090007258296240SB0741","BiT 500 (St) FR","21G2,5",null,"BITNER","KMT",1,67820,"PLN",0.23,null,null,null,null,null,null,null,"n91"]
[3758,null,"STEROWNICZE","SB0746","0159090007258296240SB0746","BiT 500 (St) FR","42G2,5",null,"BITNER","KMT",1,133890,"PLN",0.23,null,null,null,null,null,null,null,"n91"]
[3773,null,"STEROWNICZE","SB0762","0159090007258296240SB0762","BiT 500 (St) FR","8x2x0,5",null,"BITNER","KMT",1,12600,"PLN",0.23,null,null,null,null,null,null,null,"n91"]
[3783,null,"STEROWNICZE","SB0772","0159090007258296240SB0772","BiT 500 (St) FR","4x2x0,75",null,"BITNER","KMT",1,9660,"PLN",0.23,null,null,null,null,null,null,null,"n91"]
[3793,null,"STEROWNICZE","SB0782","0159090007258296240SB0782","BiT 500 (St) FR","20x2x0,75",null,"BITNER","KMT",1,41950,"PLN",0.23,null,null,null,null,null,null,null,"n91"]
[3798,null,"STEROWNICZE","SB0787","0159090007258296240SB0787","BiT 500 (St) FR","5x2x1",null,"BITNER","KMT",1,15090,"PLN",0.23,null,null,null,null,null,null,null,"n91"]
[3813,null,"STEROWNICZE","SB0802","0159090007258296240SB0802","BiT 500 (St) FR","6x2x1,5",null,"BITNER","KMT",1,24490,"PLN",0.23,null,null,null,null,null,null,null,"n91"]
[3817,null,"STEROWNICZE","SB0806","0159090007258296240SB0806","BiT 500 (St) FR","12x2x1,5",null,"BITNER","KMT",1,47130,"PLN",0.23,null,null,null,null,null,null,null,"n91"]
[3828,null,"STEROWNICZE","SB0817","0159090007258296240SB0817","BiT 500 (St) FR","7x2x2,5",null,"BITNER","KMT",1,45660,"PLN",0.23,null,null,null,null,null,null,null,"n91"]
[3842,null,"STEROWNICZE","SB0963","0159090007258296240SB0963","BiT 500 (St) OR","12G0,5",null,"BITNER","KMT",1,10570,"PLN",0.23,null,null,null,null,null,null,null,"n91"]
[3853,null,"STEROWNICZE","SB0975","0159090007258296240SB0975","BiT 500 (St) OR","40G0,5",null,"BITNER","KMT",1,32270,"PLN",0.23,null,null,null,null,null,null,null,"n91"]
[3858,null,"STEROWNICZE","SB0980","0159090007258296240SB0980","BiT 500 (St) OR","2x0,75",null,"BITNER","KMT",1,3490,"PLN",0.23,null,null,null,null,null,null,null,"n91"]
[3870,null,"STEROWNICZE","SB0999","0159090007258296240SB0999","BiT 500 (St) OR","19G0,75",null,"BITNER","KMT",1,22480,"PLN",0.23,null,null,null,null,null,null,null,"n91"]
[3873,null,"STEROWNICZE","SB1002","0159090007258296240SB1002","BiT 500 (St) OR","27G0,75",null,"BITNER","KMT",1,31420,"PLN",0.23,null,null,null,null,null,null,null,"n91"]
[3886,null,"STEROWNICZE","SB1018","0159090007258296240SB1018","BiT 500 (St) OR","6G1",null,"BITNER","KMT",1,10390,"PLN",0.23,null,null,null,null,null,null,null,"n91"]
[3898,null,"STEROWNICZE","SB1035","0159090007258296240SB1035","BiT 500 (St) OR","30G1",null,"BITNER","KMT",1,45580,"PLN",0.23,null,null,null,null,null,null,null,"n91"]
[3903,null,"STEROWNICZE","SB1040","0159090007258296240SB1040","BiT 500 (St) OR","50G1",null,"BITNER","KMT",1,74620,"PLN",0.23,null,null,null,null,null,null,null,"n91"]
[3914,null,"STEROWNICZE","SB1057","0159090007258296240SB1057","BiT 500 (St) OR","12G1,5",null,"BITNER","KMT",1,26890,"PLN",0.23,null,null,null,null,null,null,null,"n91"]
[3928,null,"STEROWNICZE","SB1072","0159090007258296240SB1072","BiT 500 (St) OR","56G1,5",null,"BITNER","KMT",1,118700,"PLN",0.23,null,null,null,null,null,null,null,"n91"]
[3933,null,"STEROWNICZE","SB1079","0159090007258296240SB1079","BiT 500 (St) OR","5G2,5",null,"BITNER","KMT",1,18920,"PLN",0.23,null,null,null,null,null,null,null,"n91"]
[3947,null,"STEROWNICZE","SB1098","0159090007258296240SB1098","BiT 500 (St) OR","2x4",null,"BITNER","KMT",1,13540,"PLN",0.23,null,null,null,null,null,null,null,"n91"]
[3958,null,"STEROWNICZE","SB1110","0159090007258296240SB1110","BiT 500 (St) OR","6x2x0,5",null,"BITNER","KMT",1,11180,"PLN",0.23,null,null,null,null,null,null,null,"n91"]
[3963,null,"STEROWNICZE","SB1115","0159090007258296240SB1115","BiT 500 (St) OR","14x2x0,5",null,"BITNER","KMT",1,23660,"PLN",0.23,null,null,null,null,null,null,null,"n91"]
[3973,null,"STEROWNICZE","SB1125","0159090007258296240SB1125","BiT 500 (St) OR","7x2x0,75",null,"BITNER","KMT",1,17620,"PLN",0.23,null,null,null,null,null,null,null,"n91"]
[3988,null,"STEROWNICZE","SB1140","0159090007258296240SB1140","BiT 500 (St) OR","8x2x1",null,"BITNER","KMT",1,25900,"PLN",0.23,null,null,null,null,null,null,null,"n91"]
[3991,null,"STEROWNICZE","SB1143","0159090007258296240SB1143","BiT 500 (St) OR","14x2x1",null,"BITNER","KMT",1,43960,"PLN",0.23,null,null,null,null,null,null,null,"n91"]
[4003,null,"STEROWNICZE","SB1155","0159090007258296240SB1155","BiT 500 (St) OR","10x2x1,5",null,"BITNER","KMT",1,44910,"PLN",0.23,null,null,null,null,null,null,null,"n91"]
[4016,null,"STEROWNICZE","SB1168","0159090007258296240SB1168","BiT 500 (St) OR","8x2x2,5",null,"BITNER","KMT",1,58470,"PLN",0.23,null,null,null,null,null,null,null,"n91"]
[4018,null,"STEROWNICZE","SB1170","0159090007258296240SB1170","BiT 500 (St) OR","12x2x2,5",null,"BITNER","KMT",1,85390,"PLN",0.23,null,null,null,null,null,null,null,"n91"]
[4033,null,"STEROWNICZE","SB4268","0159090007258296240SB4268","BiT 500 (St)H","19G0,5",null,"BITNER","KMT",1,15440,"PLN",0.23,null,null,null,null,null,null,null,"n91"]
[4040,null,"STEROWNICZE","SB4275","0159090007258296240SB4275","BiT 500 (St)H","40G0,5",null,"BITNER","KMT",1,31190,"PLN",0.23,null,null,null,null,null,null,null,"n91"]
[4048,null,"STEROWNICZE","SB4285","0159090007258296240SB4285","BiT 500 (St)H","5G0,75",null,"BITNER","KMT",1,6580,"PLN",0.23,null,null,null,null,null,null,null,"n91"]
[4060,null,"STEROWNICZE","SB4302","0159090007258296240SB4302","BiT 500 (St)H","27G0,75",null,"BITNER","KMT",1,30370,"PLN",0.23,null,null,null,null,null,null,null,"n91"]
[4073,null,"STEROWNICZE","SB4318","0159090007258296240SB4318","BiT 500 (St)H","6G1",null,"BITNER","KMT",1,10050,"PLN",0.23,null,null,null,null,null,null,null,"n91"]
[4078,null,"STEROWNICZE","SB4327","0159090007258296240SB4327","BiT 500 (St)H","14G1",null,"BITNER","KMT",1,21410,"PLN",0.23,null,null,null,null,null,null,null,"n91"]
[4093,null,"STEROWNICZE","SB4343","0159090007258296240SB4343","BiT 500 (St)H","2x1,5",null,"BITNER","KMT",1,5770,"PLN",0.23,null,null,null,null,null,null,null,"n91"]
[4103,null,"STEROWNICZE","SB4360","0159090007258296240SB4360","BiT 500 (St)H","16G1,5",null,"BITNER","KMT",1,34170,"PLN",0.23,null,null,null,null,null,null,null,"n91"]
[4104,null,"STEROWNICZE","SB4361","0159090007258296240SB4361","BiT 500 (St)H","18G1,5",null,"BITNER","KMT",1,38220,"PLN",0.23,null,null,null,null,null,null,null,"n91"]
[4118,null,"STEROWNICZE","SB4375","0159090007258296240SB4375","BiT 500 (St)H","3G2,5",null,"BITNER","KMT",1,11430,"PLN",0.23,null,null,null,null,null,null,null,"n91"]
[4123,null,"STEROWNICZE","SB4386","0159090007258296240SB4386","BiT 500 (St)H","12G2,5",null,"BITNER","KMT",1,41830,"PLN",0.23,null,null,null,null,null,null,null,"n91"]
[4137,null,"STEROWNICZE","SB4402","0159090007258296240SB4402","BiT 500 (St)H","5G4",null,"BITNER","KMT",1,29580,"PLN",0.23,null,null,null,null,null,null,null,"n91"]
[4148,null,"STEROWNICZE","SB4413","0159090007258296240SB4413","BiT 500 (St)H","10x2x0,5",null,"BITNER","KMT",1,16610,"PLN",0.23,null,null,null,null,null,null,null,"n91"]
[4153,null,"STEROWNICZE","SB4418","0159090007258296240SB4418","BiT 500 (St)H","20x2x0,5",null,"BITNER","KMT",1,32330,"PLN",0.23,null,null,null,null,null,null,null,"n91"]
[4170,null,"STEROWNICZE","SB4435","0159090007258296240SB4435","BiT 500 (St)H","3x2x1",null,"BITNER","KMT",1,10560,"PLN",0.23,null,null,null,null,null,null,null,"n91"]
[4178,null,"STEROWNICZE","SB4443","0159090007258296240SB4443","BiT 500 (St)H","14x2x1",null,"BITNER","KMT",1,41790,"PLN",0.23,null,null,null,null,null,null,null,"n91"]
[4181,null,"STEROWNICZE","SB4446","0159090007258296240SB4446","BiT 500 (St)H","20x2x1",null,"BITNER","KMT",1,58670,"PLN",0.23,null,null,null,null,null,null,null,"n91"]
[4193,null,"STEROWNICZE","SB4458","0159090007258296240SB4458","BiT 500 (St)H","16x2x1,5",null,"BITNER","KMT",1,67420,"PLN",0.23,null,null,null,null,null,null,null,"n91"]
[4208,null,"STEROWNICZE","SB6900","0159090007258296240SB6900","BiT 500 (St)H BLACK","2x0,5",null,"BITNER","KMT",1,3420,"PLN",0.23,null,null,null,null,null,null,null,"n91"]
[4214,null,"STEROWNICZE","SB6906","0159090007258296240SB6906","BiT 500 (St)H BLACK","8G0,5",null,"BITNER","KMT",1,7950,"PLN",0.23,null,null,null,null,null,null,null,"n91"]
[4223,null,"STEROWNICZE","SB6915","0159090007258296240SB6915","BiT 500 (St)H BLACK","27G0,5",null,"BITNER","KMT",1,22010,"PLN",0.23,null,null,null,null,null,null,null,"n91"]
[4234,null,"STEROWNICZE","SB6926","0159090007258296240SB6926","BiT 500 (St)H BLACK","4G0,75",null,"BITNER","KMT",1,6110,"PLN",0.23,null,null,null,null,null,null,null,"n91"]
[4242,null,"STEROWNICZE","SB6934","0159090007258296240SB6934","BiT 500 (St)H BLACK","16G0,75",null,"BITNER","KMT",1,19270,"PLN",0.23,null,null,null,null,null,null,null,"n91"]
[4253,null,"STEROWNICZE","SB6945","0159090007258296240SB6945","BiT 500 (St)H BLACK","50G0,75",null,"BITNER","KMT",1,56340,"PLN",0.23,null,null,null,null,null,null,null,"n91"]
[4258,null,"STEROWNICZE","SB6950","0159090007258296240SB6950","BiT 500 (St)H BLACK","4G1",null,"BITNER","KMT",1,7830,"PLN",0.23,null,null,null,null,null,null,null,"n91"]
[4268,null,"STEROWNICZE","SB6960","0159090007258296240SB6960","BiT 500 (St)H BLACK","19G1",null,"BITNER","KMT",1,28930,"PLN",0.23,null,null,null,null,null,null,null,"n91"]
[4278,null,"STEROWNICZE","SB6970","0159090007258296240SB6970","BiT 500 (St)H BLACK","56G1",null,"BITNER","KMT",1,81470,"PLN",0.23,null,null,null,null,null,null,null,"n91"]
[4287,null,"STEROWNICZE","SB6979","0159090007258296240SB6979","BiT 500 (St)H BLACK","10G1,5",null,"BITNER","KMT",1,22970,"PLN",0.23,null,null,null,null,null,null,null,"n91"]
[4298,null,"STEROWNICZE","SB6990","0159090007258296240SB6990","BiT 500 (St)H BLACK","37G1,5",null,"BITNER","KMT",1,76820,"PLN",0.23,null,null,null,null,null,null,null,"n91"]
[4311,null,"STEROWNICZE","SB7003","0159090007258296240SB7003","BiT 500 (St)H BLACK","14G2,5",null,"BITNER","KMT",1,48770,"PLN",0.23,null,null,null,null,null,null,null,"n91"]
[4323,null,"STEROWNICZE","SB7015","0159090007258296240SB7015","BiT 500 (St)H BLACK","4G4",null,"BITNER","KMT",1,24590,"PLN",0.23,null,null,null,null,null,null,null,"n91"]
[4331,null,"STEROWNICZE","SB7053","0159090007258296240SB7053","BiT 500 (St)H BLACK","5x2x0,5",null,"BITNER","KMT",1,10140,"PLN",0.23,null,null,null,null,null,null,null,"n91"]
[4342,null,"STEROWNICZE","SB7064","0159090007258296240SB7064","BiT 500 (St)H BLACK","2x2x0,75",null,"BITNER","KMT",1,6930,"PLN",0.23,null,null,null,null,null,null,null,"n91"]
[4353,null,"STEROWNICZE","SB7075","0159090007258296240SB7075","BiT 500 (St)H BLACK","18x2x0,75",null,"BITNER","KMT",1,41760,"PLN",0.23,null,null,null,null,null,null,null,"n91"]
[4355,null,"STEROWNICZE","SB7077","0159090007258296240SB7077","BiT 500 (St)H BLACK","24x2x0,75",null,"BITNER","KMT",1,54280,"PLN",0.23,null,null,null,null,null,null,null,"n91"]
[4372,null,"STEROWNICZE","SB7094","0159090007258296240SB7094","BiT 500 (St)H BLACK","4x2x1,5",null,"BITNER","KMT",1,19060,"PLN",0.23,null,null,null,null,null,null,null,"n91"]
[4373,null,"STEROWNICZE","SB7095","0159090007258296240SB7095","BiT 500 (St)H BLACK","5x2x1,5",null,"BITNER","KMT",1,23440,"PLN",0.23,null,null,null,null,null,null,null,"n91"]
[4388,null,"STEROWNICZE","SB7110","0159090007258296240SB7110","BiT 500 (St)H BLACK","6x2x2,5",null,"BITNER","KMT",1,42910,"PLN",0.23,null,null,null,null,null,null,null,"n91"]
[4398,null,"STEROWNICZE","SB0503","0159090007258296240SB0503","BiT 500 2(St)","5x2x0,5",null,"BITNER","KMT",1,11620,"PLN",0.23,null,null,null,null,null,null,null,"n91"]
[4408,null,"STEROWNICZE","SB0513","0159090007258296240SB0513","BiT 500 2(St)","24x2x0,5",null,"BITNER","KMT",1,49250,"PLN",0.23,null,null,null,null,null,null,null,"n91"]
[4417,null,"STEROWNICZE","SB0522","0159090007258296240SB0522","BiT 500 2(St)","12x2x0,75",null,"BITNER","KMT",1,32710,"PLN",0.23,null,null,null,null,null,null,null,"n91"]
[4428,null,"STEROWNICZE","SB0533","0159090007258296240SB0533","BiT 500 2(St)","7x2x1,0",null,"BITNER","KMT",1,25990,"PLN",0.23,null,null,null,null,null,null,null,"n91"]
[4432,null,"STEROWNICZE","SB0537","0159090007258296240SB0537","BiT 500 2(St)","14x2x1,0",null,"BITNER","KMT",1,50360,"PLN",0.23,null,null,null,null,null,null,null,"n91"]
[4443,null,"STEROWNICZE","SB0548","0159090007258296240SB0548","BiT 500 2(St)","8x2x1,5",null,"BITNER","KMT",1,38290,"PLN",0.23,null,null,null,null,null,null,null,"n91"]
[4452,null,"STEROWNICZE","SB0557","0159090007258296240SB0557","BiT 500 2(St)","3x2x2,5",null,"BITNER","KMT",1,22300,"PLN",0.23,null,null,null,null,null,null,null,"n91"]
[4462,null,"STEROWNICZE","SB2900","0159090007258296240SB2900","BiT 500 2(St) BLACK","2x2x0,5",null,"BITNER","KMT",1,6010,"PLN",0.23,null,null,null,null,null,null,null,"n91"]
[4473,null,"STEROWNICZE","SB2911","0159090007258296240SB2911","BiT 500 2(St) BLACK","18x2x0,5",null,"BITNER","KMT",1,38070,"PLN",0.23,null,null,null,null,null,null,null,"n91"]
[4485,null,"STEROWNICZE","SB2923","0159090007258296240SB2923","BiT 500 2(St) BLACK","14x2x0,75",null,"BITNER","KMT",1,38570,"PLN",0.23,null,null,null,null,null,null,null,"n91"]
[4492,null,"STEROWNICZE","SB2930","0159090007258296240SB2930","BiT 500 2(St) BLACK","4x2x1,0",null,"BITNER","KMT",1,16280,"PLN",0.23,null,null,null,null,null,null,null,"n91"]
[4505,null,"STEROWNICZE","SB2943","0159090007258296240SB2943","BiT 500 2(St) BLACK","3x2x1,5",null,"BITNER","KMT",1,16000,"PLN",0.23,null,null,null,null,null,null,null,"n91"]
[4507,null,"STEROWNICZE","SB2945","0159090007258296240SB2945","BiT 500 2(St) BLACK","5x2x1,5",null,"BITNER","KMT",1,25080,"PLN",0.23,null,null,null,null,null,null,null,"n91"]
[4518,null,"STEROWNICZE","SB2956","0159090007258296240SB2956","BiT 500 2(St) BLACK","2x2x2,5",null,"BITNER","KMT",1,16560,"PLN",0.23,null,null,null,null,null,null,null,"n91"]
[4529,null,"STEROWNICZE","SB3000","0159090007258296240SB3000","BiT 500 2(St) BLACK FR","2x2x0,5",null,"BITNER","KMT",1,6610,"PLN",0.23,null,null,null,null,null,null,null,"n91"]
[4537,null,"STEROWNICZE","SB3008","0159090007258296240SB3008","BiT 500 2(St) BLACK FR","12x2x0,5",null,"BITNER","KMT",1,28450,"PLN",0.23,null,null,null,null,null,null,null,"n91"]
[4549,null,"STEROWNICZE","SB3020","0159090007258296240SB3020","BiT 500 2(St) BLACK FR","8x2x0,75",null,"BITNER","KMT",1,25290,"PLN",0.23,null,null,null,null,null,null,null,"n91"]
[4562,null,"STEROWNICZE","SB3033","0159090007258296240SB3033","BiT 500 2(St) BLACK FR","7x2x1,0",null,"BITNER","KMT",1,29030,"PLN",0.23,null,null,null,null,null,null,null,"n91"]
[4567,null,"STEROWNICZE","SB3038","0159090007258296240SB3038","BiT 500 2(St) BLACK FR","16x2x1,0",null,"BITNER","KMT",1,63890,"PLN",0.23,null,null,null,null,null,null,null,"n91"]
[4582,null,"STEROWNICZE","SB3053","0159090007258296240SB3053","BiT 500 2(St) BLACK FR","18x2x1,5",null,"BITNER","KMT",1,92860,"PLN",0.23,null,null,null,null,null,null,null,"n91"]
[4592,null,"STEROWNICZE","SB3063","0159090007258296240SB3063","BiT 500 2(St) BLACK FR","10x2x2,5",null,"BITNER","KMT",1,78170,"PLN",0.23,null,null,null,null,null,null,null,"n91"]
[4603,null,"STEROWNICZE","SB3087","0159090007258296240SB3087","BiT 500 2(St) BLACK OR","10x2x0,5",null,"BITNER","KMT",1,28330,"PLN",0.23,null,null,null,null,null,null,null,"n91"]
[4606,null,"STEROWNICZE","SB3090","0159090007258296240SB3090","BiT 500 2(St) BLACK OR","16x2x0,5",null,"BITNER","KMT",1,43000,"PLN",0.23,null,null,null,null,null,null,null,"n91"]
[4622,null,"STEROWNICZE","SB3106","0159090007258296240SB3106","BiT 500 2(St) BLACK OR","20x2x0,75",null,"BITNER","KMT",1,67550,"PLN",0.23,null,null,null,null,null,null,null,"n91"]
[4626,null,"STEROWNICZE","SB3110","0159090007258296240SB3110","BiT 500 2(St) BLACK OR","4x2x1,0",null,"BITNER","KMT",1,20840,"PLN",0.23,null,null,null,null,null,null,null,"n91"]
[4637,null,"STEROWNICZE","SB3121","0159090007258296240SB3121","BiT 500 2(St) BLACK OR","24x2x1,0",null,"BITNER","KMT",1,107290,"PLN",0.23,null,null,null,null,null,null,null,"n91"]
[4648,null,"STEROWNICZE","SB3132","0159090007258296240SB3132","BiT 500 2(St) BLACK OR","16x2x1,5",null,"BITNER","KMT",1,94600,"PLN",0.23,null,null,null,null,null,null,null,"n91"]
[4659,null,"STEROWNICZE","SB3143","0159090007258296240SB3143","BiT 500 2(St) BLACK OR","10x2x2,5",null,"BITNER","KMT",1,88830,"PLN",0.23,null,null,null,null,null,null,null,"n91"]
[4667,null,"STEROWNICZE","SB0854","0159090007258296240SB0854","BiT 500 2(St) FR","6x2x0,5",null,"BITNER","KMT",1,14400,"PLN",0.23,null,null,null,null,null,null,null,"n91"]
[4679,null,"STEROWNICZE","SB0866","0159090007258296240SB0866","BiT 500 2(St) FR","4x2x0,75",null,"BITNER","KMT",1,12710,"PLN",0.23,null,null,null,null,null,null,null,"n91"]
[4682,null,"STEROWNICZE","SB0869","0159090007258296240SB0869","BiT 500 2(St) FR","7x2x0,75",null,"BITNER","KMT",1,21080,"PLN",0.23,null,null,null,null,null,null,null,"n91"]
[4697,null,"STEROWNICZE","SB0884","0159090007258296240SB0884","BiT 500 2(St) FR","8x2x1,0",null,"BITNER","KMT",1,31770,"PLN",0.23,null,null,null,null,null,null,null,"n91"]
[4703,null,"STEROWNICZE","SB0890","0159090007258296240SB0890","BiT 500 2(St) FR","20x2x1,0",null,"BITNER","KMT",1,76720,"PLN",0.23,null,null,null,null,null,null,null,"n91"]
[4712,null,"STEROWNICZE","SB0899","0159090007258296240SB0899","BiT 500 2(St) FR","10x2x1,5",null,"BITNER","KMT",1,51180,"PLN",0.23,null,null,null,null,null,null,null,"n91"]
[4723,null,"STEROWNICZE","SB0910","0159090007258296240SB0910","BiT 500 2(St) FR","6x2x2,5",null,"BITNER","KMT",1,46160,"PLN",0.23,null,null,null,null,null,null,null,"n91"]
[4737,null,"STEROWNICZE","SB1197","0159090007258296240SB1197","BiT 500 2(St) OR","10x2x0,5",null,"BITNER","KMT",1,25640,"PLN",0.23,null,null,null,null,null,null,null,"n91"]
[4742,null,"STEROWNICZE","SB1202","0159090007258296240SB1202","BiT 500 2(St) OR","20x2x0,5",null,"BITNER","KMT",1,49800,"PLN",0.23,null,null,null,null,null,null,null,"n91"]
[4756,null,"STEROWNICZE","SB1216","0159090007258296240SB1216","BiT 500 2(St) OR","20x2x0,75",null,"BITNER","KMT",1,64020,"PLN",0.23,null,null,null,null,null,null,null,"n91"]
[4757,null,"STEROWNICZE","SB1217","0159090007258296240SB1217","BiT 500 2(St) OR","24x2x0,75",null,"BITNER","KMT",1,76100,"PLN",0.23,null,null,null,null,null,null,null,"n91"]
[4768,null,"STEROWNICZE","SB1228","0159090007258296240SB1228","BiT 500 2(St) OR","16x2x1,0",null,"BITNER","KMT",1,68880,"PLN",0.23,null,null,null,null,null,null,null,"n91"]
[4780,null,"STEROWNICZE","SB1240","0159090007258296240SB1240","BiT 500 2(St) OR","12x2x1,5",null,"BITNER","KMT",1,67620,"PLN",0.23,null,null,null,null,null,null,null,"n91"]
[4787,null,"STEROWNICZE","SB1247","0159090007258296240SB1247","BiT 500 2(St) OR","3x2x2,5",null,"BITNER","KMT",1,26760,"PLN",0.23,null,null,null,null,null,null,null,"n91"]
[4800,null,"STEROWNICZE","SB4483","0159090007258296240SB4483","BiT 500 2(St)H","5x2x0,5",null,"BITNER","KMT",1,13480,"PLN",0.23,null,null,null,null,null,null,null,"n91"]
[4812,null,"STEROWNICZE","SB4495","0159090007258296240SB4495","BiT 500 2(St)H","3x2x0,75",null,"BITNER","KMT",1,10750,"PLN",0.23,null,null,null,null,null,null,null,"n91"]
[4817,null,"STEROWNICZE","SB4500","0159090007258296240SB4500","BiT 500 2(St)H","8x2x0,75",null,"BITNER","KMT",1,26200,"PLN",0.23,null,null,null,null,null,null,null,"n91"]
[4833,null,"STEROWNICZE","SB4516","0159090007258296240SB4516","BiT 500 2(St)H","12x2x1,0",null,"BITNER","KMT",1,50300,"PLN",0.23,null,null,null,null,null,null,null,"n91"]
[4842,null,"STEROWNICZE","SB4525","0159090007258296240SB4525","BiT 500 2(St)H","5x2x1,5",null,"BITNER","KMT",1,29120,"PLN",0.23,null,null,null,null,null,null,null,"n91"]
[4844,null,"STEROWNICZE","SB4527","0159090007258296240SB4527","BiT 500 2(St)H","7x2x1,5",null,"BITNER","KMT",1,39870,"PLN",0.23,null,null,null,null,null,null,null,"n91"]
[4857,null,"STEROWNICZE","SB4540","0159090007258296240SB4540","BiT 500 2(St)H","6x2x2,5",null,"BITNER","KMT",1,49580,"PLN",0.23,null,null,null,null,null,null,null,"n91"]
[4872,null,"STEROWNICZE","SB7308","0159090007258296240SB7308","BiT 500 2(St)H BLACK","12x2x0,5",null,"BITNER","KMT",1,30000,"PLN",0.23,null,null,null,null,null,null,null,"n91"]
[4877,null,"STEROWNICZE","SB7313","0159090007258296240SB7313","BiT 500 2(St)H BLACK","24x2x0,5",null,"BITNER","KMT",1,58310,"PLN",0.23,null,null,null,null,null,null,null,"n91"]
[4887,null,"STEROWNICZE","SB7323","0159090007258296240SB7323","BiT 500 2(St)H BLACK","14x2x0,75",null,"BITNER","KMT",1,44740,"PLN",0.23,null,null,null,null,null,null,null,"n91"]
[4893,null,"STEROWNICZE","SB7329","0159090007258296240SB7329","BiT 500 2(St)H BLACK","3x2x1,0",null,"BITNER","KMT",1,14600,"PLN",0.23,null,null,null,null,null,null,null,"n91"]
[4902,null,"STEROWNICZE","SB7338","0159090007258296240SB7338","BiT 500 2(St)H BLACK","16x2x1,0",null,"BITNER","KMT",1,67370,"PLN",0.23,null,null,null,null,null,null,null,"n91"]
[4917,null,"STEROWNICZE","SB7353","0159090007258296240SB7353","BiT 500 2(St)H BLACK","18x2x1,5",null,"BITNER","KMT",1,97930,"PLN",0.23,null,null,null,null,null,null,null,"n91"]
[4921,null,"STEROWNICZE","SB7357","0159090007258296240SB7357","BiT 500 2(St)H BLACK","3x2x2,5",null,"BITNER","KMT",1,26700,"PLN",0.23,null,null,null,null,null,null,null,"n91"]
[4932,null,"STEROWNICZE","S58301","0159090007258296240S58301","BiT 500 BLACK","3G0,5","giętki kabel sterowniczy do zastosowań zewnętrznych i układania w ziemi, żyły numerowane, 300/500 V","BITNER","KMT",1,2730,"PLN",0.23,null,null,null,null,null,null,null,"n91"]
[4946,null,"STEROWNICZE","S58322","0159090007258296240S58322","BiT 500 BLACK","30G0,5","giętki kabel sterowniczy do zastosowań zewnętrznych i układania w ziemi, żyły numerowane, 300/500 V","BITNER","KMT",1,20700,"PLN",0.23,null,null,null,null,null,null,null,"n91"]
[4957,null,"STEROWNICZE","S58341","0159090007258296240S58341","BiT 500 BLACK","16G0,75","giętki kabel sterowniczy do zastosowań zewnętrznych i układania w ziemi, żyły numerowane, 300/500 V","BITNER","KMT",1,16370,"PLN",0.23,null,null,null,null,null,null,null,"n91"]
[4962,null,"STEROWNICZE","S58347","0159090007258296240S58347","BiT 500 BLACK","2x1","giętki kabel sterowniczy do zastosowań zewnętrznych i układania w ziemi, żyły numerowane, 300/500 V","BITNER","KMT",1,3370,"PLN",0.23,null,null,null,null,null,null,null,"n91"]
[4974,null,"STEROWNICZE","S58367","0159090007258296240S58367","BiT 500 BLACK","19G1","giętki kabel sterowniczy do zastosowań zewnętrznych i układania w ziemi, żyły numerowane, 300/500 V","BITNER","KMT",1,24640,"PLN",0.23,null,null,null,null,null,null,null,"n91"]
[4987,null,"STEROWNICZE","S58383","0159090007258296240S58383","BiT 500 BLACK","4G1,5","giętki kabel sterowniczy do zastosowań zewnętrznych i układania w ziemi, żyły numerowane, 300/500 V","BITNER","KMT",1,8110,"PLN",0.23,null,null,null,null,null,null,null,"n91"]
[4992,null,"STEROWNICZE","S58391","0159090007258296240S58391","BiT 500 BLACK","10G1,5","giętki kabel sterowniczy do zastosowań zewnętrznych i układania w ziemi, żyły numerowane, 300/500 V","BITNER","KMT",1,19430,"PLN",0.23,null,null,null,null,null,null,null,"n91"]
[4998,null,"STEROWNICZE","S58402","0159090007258296240S58402","BiT 500 BLACK","7G2,5","giętki kabel sterowniczy do zastosowań zewnętrznych i układania w ziemi, żyły numerowane, 300/500 V","BITNER","KMT",1,21190,"PLN",0.23,null,null,null,null,null,null,null,"n91"]
[5007,null,"STEROWNICZE","S58414","0159090007258296240S58414","BiT 500 BLACK","56G0,5","giętki kabel sterowniczy do zastosowań zewnętrznych i układania w ziemi, żyły numerowane, 300/500 V","BITNER","KMT",1,38160,"PLN",0.23,null,null,null,null,null,null,null,"n91"]
[5023,null,"STEROWNICZE","S58432","0159090007258296240S58432","BiT 500 BLACK","21G1,5","giętki kabel sterowniczy do zastosowań zewnętrznych i układania w ziemi, żyły numerowane, 300/500 V","BITNER","KMT",1,38670,"PLN",0.23,null,null,null,null,null,null,null,"n91"]
[5032,null,"STEROWNICZE","S58441","0159090007258296240S58441","BiT 500 BLACK","56G1,5","giętki kabel sterowniczy do zastosowań zewnętrznych i układania w ziemi, żyły numerowane, 300/500 V","BITNER","KMT",1,101060,"PLN",0.23,null,null,null,null,null,null,null,"n91"]
[5037,null,"STEROWNICZE","S58447","0159090007258296240S58447","BiT 500 BLACK","21G2,5","giętki kabel sterowniczy do zastosowań zewnętrznych i układania w ziemi, żyły numerowane, 300/500 V","BITNER","KMT",1,62280,"PLN",0.23,null,null,null,null,null,null,null,"n91"]
[5051,null,"STEROWNICZE","S58462","0159090007258296240S58462","BiT 500 BLACK","2x6","giętki kabel sterowniczy do zastosowań zewnętrznych i układania w ziemi, żyły numerowane, 300/500 V","BITNER","KMT",1,15940,"PLN",0.23,null,null,null,null,null,null,null,"n91"]
[5062,null,"STEROWNICZE","S58475","0159090007258296240S58475","BiT 500 BLACK","3G16","giętki kabel sterowniczy do zastosowań zewnętrznych i układania w ziemi, żyły numerowane, 300/500 V","BITNER","KMT",1,58480,"PLN",0.23,null,null,null,null,null,null,null,"n91"]
[5067,null,"STEROWNICZE","S58482","0159090007258296240S58482","BiT 500 BLACK","4G25","giętki kabel sterowniczy do zastosowań zewnętrznych i układania w ziemi, żyły numerowane, 300/500 V","BITNER","KMT",1,120870,"PLN",0.23,null,null,null,null,null,null,null,"n91"]
[5077,null,"STEROWNICZE","S58498","0159090007258296240S58498","BiT 500 BLACK","5G70","giętki kabel sterowniczy do zastosowań zewnętrznych i układania w ziemi, żyły numerowane, 300/500 V","BITNER","KMT",1,420880,"PLN",0.23,null,null,null,null,null,null,null,"n91"]
[5092,null,"STEROWNICZE","S59404","0159090007258296240S59404","BiT 500 BLACK","2x2x0,75",null,"BITNER","KMT",1,4870,"PLN",0.23,null,null,null,null,null,null,null,"n91"]
[5100,null,"STEROWNICZE","S59412","0159090007258296240S59412","BiT 500 BLACK","12x2x0,75",null,"BITNER","KMT",1,23190,"PLN",0.23,null,null,null,null,null,null,null,"n91"]
[5107,null,"STEROWNICZE","S59419","0159090007258296240S59419","BiT 500 BLACK","3x2x1,0",null,"BITNER","KMT",1,8430,"PLN",0.23,null,null,null,null,null,null,null,"n91"]
[5120,null,"STEROWNICZE","S59432","0159090007258296240S59432","BiT 500 BLACK","2x2x1,5",null,"BITNER","KMT",1,8430,"PLN",0.23,null,null,null,null,null,null,null,"n91"]
[5122,null,"STEROWNICZE","S59434","0159090007258296240S59434","BiT 500 BLACK","4x2x1,5",null,"BITNER","KMT",1,15020,"PLN",0.23,null,null,null,null,null,null,null,"n91"]
[5137,null,"STEROWNICZE","S59449","0159090007258296240S59449","BiT 500 BLACK","5x2x2,5",null,"BITNER","KMT",1,29780,"PLN",0.23,null,null,null,null,null,null,null,"n91"]
[5144,null,"STEROWNICZE","S59456","0159090007258296240S59456","BiT 500 BLACK","16x2x2,5",null,"BITNER","KMT",1,92100,"PLN",0.23,null,null,null,null,null,null,null,"n91"]
[5152,null,"STEROWNICZE","SB1812","0159090007258296240SB1812","BiT 500 BLACK FR","10G0,5",null,"BITNER","KMT",1,8880,"PLN",0.23,null,null,null,null,null,null,null,"n91"]
[5164,null,"STEROWNICZE","SB1825","0159090007258296240SB1825","BiT 500 BLACK FR","40G0,5",null,"BITNER","KMT",1,29820,"PLN",0.23,null,null,null,null,null,null,null,"n91"]
[5177,null,"STEROWNICZE","SB1844","0159090007258296240SB1844","BiT 500 BLACK FR","12G0,75",null,"BITNER","KMT",1,13830,"PLN",0.23,null,null,null,null,null,null,null,"n91"]
[5182,null,"STEROWNICZE","SB1850","0159090007258296240SB1850","BiT 500 BLACK FR","21G0,75",null,"BITNER","KMT",1,23130,"PLN",0.23,null,null,null,null,null,null,null,"n91"]
[5197,null,"STEROWNICZE","SB1868","0159090007258296240SB1868","BiT 500 BLACK FR","6G1",null,"BITNER","KMT",1,9450,"PLN",0.23,null,null,null,null,null,null,null,"n91"]
[5207,null,"STEROWNICZE","SB1883","0159090007258296240SB1883","BiT 500 BLACK FR","25G1",null,"BITNER","KMT",1,35650,"PLN",0.23,null,null,null,null,null,null,null,"n91"]
[5212,null,"STEROWNICZE","SB1888","0159090007258296240SB1888","BiT 500 BLACK FR","40G1",null,"BITNER","KMT",1,55900,"PLN",0.23,null,null,null,null,null,null,null,"n91"]
[5221,null,"STEROWNICZE","SB1900","0159090007258296240SB1900","BiT 500 BLACK FR","6G1,5",null,"BITNER","KMT",1,12890,"PLN",0.23,null,null,null,null,null,null,null,"n91"]
[5237,null,"STEROWNICZE","SB1920","0159090007258296240SB1920","BiT 500 BLACK FR","42G1,5",null,"BITNER","KMT",1,83920,"PLN",0.23,null,null,null,null,null,null,null,"n91"]
[5241,null,"STEROWNICZE","SB1924","0159090007258296240SB1924","BiT 500 BLACK FR","2x2,5",null,"BITNER","KMT",1,7860,"PLN",0.23,null,null,null,null,null,null,null,"n91"]
[5252,null,"STEROWNICZE","SB1942","0159090007258296240SB1942","BiT 500 BLACK FR","25G2,5",null,"BITNER","KMT",1,82120,"PLN",0.23,null,null,null,null,null,null,null,"n91"]
[5257,null,"STEROWNICZE","SB1947","0159090007258296240SB1947","BiT 500 BLACK FR","50G2,5",null,"BITNER","KMT",1,161290,"PLN",0.23,null,null,null,null,null,null,null,"n91"]
[5274,null,"STEROWNICZE","SB1967","0159090007258296240SB1967","BiT 500 BLACK FR","7G10",null,"BITNER","KMT",1,95550,"PLN",0.23,null,null,null,null,null,null,null,"n91"]
[5282,null,"STEROWNICZE","SB1977","0159090007258296240SB1977","BiT 500 BLACK FR","5G25",null,"BITNER","KMT",1,165660,"PLN",0.23,null,null,null,null,null,null,null,"n91"]
[5294,null,"STEROWNICZE","SB1995","0159090007258296240SB1995","BiT 500 BLACK FR","4x2x0,5",null,"BITNER","KMT",1,6630,"PLN",0.23,null,null,null,null,null,null,null,"n91"]
[5297,null,"STEROWNICZE","SB1998","0159090007258296240SB1998","BiT 500 BLACK FR","7x2x0,5",null,"BITNER","KMT",1,10950,"PLN",0.23,null,null,null,null,null,null,null,"n91"]
[5312,null,"STEROWNICZE","SB2013","0159090007258296240SB2013","BiT 500 BLACK FR","8x2x0,75",null,"BITNER","KMT",1,17510,"PLN",0.23,null,null,null,null,null,null,null,"n91"]
[5318,null,"STEROWNICZE","SB2019","0159090007258296240SB2019","BiT 500 BLACK FR","20x2x0,75",null,"BITNER","KMT",1,40800,"PLN",0.23,null,null,null,null,null,null,null,"n91"]
[5327,null,"STEROWNICZE","SB2028","0159090007258296240SB2028","BiT 500 BLACK FR","10x2x1,0",null,"BITNER","KMT",1,26720,"PLN",0.23,null,null,null,null,null,null,null,"n91"]
[5338,null,"STEROWNICZE","SB2039","0159090007258296240SB2039","BiT 500 BLACK FR","6x2x1,5",null,"BITNER","KMT",1,24100,"PLN",0.23,null,null,null,null,null,null,null,"n91"]
[5346,null,"STEROWNICZE","SB2047","0159090007258296240SB2047","BiT 500 BLACK FR","20x2x1,5",null,"BITNER","KMT",1,76090,"PLN",0.23,null,null,null,null,null,null,null,"n91"]
[5357,null,"STEROWNICZE","SB2058","0159090007258296240SB2058","BiT 500 BLACK FR","14x2x2,5",null,"BITNER","KMT",1,87070,"PLN",0.23,null,null,null,null,null,null,null,"n91"]
[5371,null,"STEROWNICZE","SB2118","0159090007258296240SB2118","BiT 500 BLACK OR","19G0,5",null,"BITNER","KMT",1,16830,"PLN",0.23,null,null,null,null,null,null,null,"n91"]
[5372,null,"STEROWNICZE","SB2119","0159090007258296240SB2119","BiT 500 BLACK OR","21G0,5",null,"BITNER","KMT",1,18480,"PLN",0.23,null,null,null,null,null,null,null,"n91"]
[5382,null,"STEROWNICZE","SB2129","0159090007258296240SB2129","BiT 500 BLACK OR","61G0,5",null,"BITNER","KMT",1,51170,"PLN",0.23,null,null,null,null,null,null,null,"n91"]
[5391,null,"STEROWNICZE","SB2144","0159090007258296240SB2144","BiT 500 BLACK OR","12G0,75",null,"BITNER","KMT",1,16920,"PLN",0.23,null,null,null,null,null,null,null,"n91"]
[5402,null,"STEROWNICZE","SB2156","0159090007258296240SB2156","BiT 500 BLACK OR","40G0,75",null,"BITNER","KMT",1,48570,"PLN",0.23,null,null,null,null,null,null,null,"n91"]
[5415,null,"STEROWNICZE","SB2175","0159090007258296240SB2175","BiT 500 BLACK OR","12G1",null,"BITNER","KMT",1,19900,"PLN",0.23,null,null,null,null,null,null,null,"n91"]
[5421,null,"STEROWNICZE","SB2183","0159090007258296240SB2183","BiT 500 BLACK OR","25G1",null,"BITNER","KMT",1,40190,"PLN",0.23,null,null,null,null,null,null,null,"n91"]
[5432,null,"STEROWNICZE","SB2194","0159090007258296240SB2194","BiT 500 BLACK OR","3G1,5",null,"BITNER","KMT",1,8420,"PLN",0.23,null,null,null,null,null,null,null,"n91"]
[5448,null,"STEROWNICZE","SB2217","0159090007258296240SB2217","BiT 500 BLACK OR","34G1,5",null,"BITNER","KMT",1,75540,"PLN",0.23,null,null,null,null,null,null,null,"n91"]
[5457,null,"STEROWNICZE","SB2227","0159090007258296240SB2227","BiT 500 BLACK OR","4G2,5",null,"BITNER","KMT",1,16960,"PLN",0.23,null,null,null,null,null,null,null,"n91"]
[5459,null,"STEROWNICZE","SB2233","0159090007258296240SB2233","BiT 500 BLACK OR","7G2,5",null,"BITNER","KMT",1,26280,"PLN",0.23,null,null,null,null,null,null,null,"n91"]
[5476,null,"STEROWNICZE","SB2253","0159090007258296240SB2253","BiT 500 BLACK OR","7G4",null,"BITNER","KMT",1,43360,"PLN",0.23,null,null,null,null,null,null,null,"n91"]
[5487,null,"STEROWNICZE","SB2266","0159090007258296240SB2266","BiT 500 BLACK OR","5G10",null,"BITNER","KMT",1,76950,"PLN",0.23,null,null,null,null,null,null,null,"n91"]
[5492,null,"STEROWNICZE","SB2272","0159090007258296240SB2272","BiT 500 BLACK OR","5G16",null,"BITNER","KMT",1,117140,"PLN",0.23,null,null,null,null,null,null,null,"n91"]
[5502,null,"STEROWNICZE","SB2287","0159090007258296240SB2287","BiT 500 BLACK OR","5G50",null,"BITNER","KMT",1,358940,"PLN",0.23,null,null,null,null,null,null,null,"n91"]
[5512,null,"STEROWNICZE","SB2299","0159090007258296240SB2299","BiT 500 BLACK OR","8x2x0,5",null,"BITNER","KMT",1,15100,"PLN",0.23,null,null,null,null,null,null,null,"n91"]
[5521,null,"STEROWNICZE","SB2308","0159090007258296240SB2308","BiT 500 BLACK OR","3x2x0,75",null,"BITNER","KMT",1,8800,"PLN",0.23,null,null,null,null,null,null,null,"n91"]
[5532,null,"STEROWNICZE","SB2319","0159090007258296240SB2319","BiT 500 BLACK OR","20x2x0,75",null,"BITNER","KMT",1,47230,"PLN",0.23,null,null,null,null,null,null,null,"n91"]
[5536,null,"STEROWNICZE","SB2323","0159090007258296240SB2323","BiT 500 BLACK OR","4x2x1,0",null,"BITNER","KMT",1,14370,"PLN",0.23,null,null,null,null,null,null,null,"n91"]
[5551,null,"STEROWNICZE","SB2338","0159090007258296240SB2338","BiT 500 BLACK OR","5x2x1,5",null,"BITNER","KMT",1,23960,"PLN",0.23,null,null,null,null,null,null,null,"n91"]
[5556,null,"STEROWNICZE","SB2343","0159090007258296240SB2343","BiT 500 BLACK OR","12x2x1,5",null,"BITNER","KMT",1,53080,"PLN",0.23,null,null,null,null,null,null,null,"n91"]
[5566,null,"STEROWNICZE","SB2353","0159090007258296240SB2353","BiT 500 BLACK OR","6x2x2,5",null,"BITNER","KMT",1,43710,"PLN",0.23,null,null,null,null,null,null,null,"n91"]
[5577,null,"STEROWNICZE","SB4027","0159090007258296240SB4027","BiT 500 C","6G0,5",null,"BITNER","KMT",1,5990,"PLN",0.23,null,null,null,null,null,null,null,"n91"]
[5589,null,"STEROWNICZE","SB4042","0159090007258296240SB4042","BiT 500 C","30G0,5",null,"BITNER","KMT",1,24620,"PLN",0.23,null,null,null,null,null,null,null,"n91"]
[5596,null,"STEROWNICZE","SB4049","0159090007258296240SB4049","BiT 500 C","61G0,5",null,"BITNER","KMT",1,46240,"PLN",0.23,null,null,null,null,null,null,null,"n91"]
[5609,null,"STEROWNICZE","SB4069","0159090007258296240SB4069","BiT 500 C","19G0,75",null,"BITNER","KMT",1,22360,"PLN",0.23,null,null,null,null,null,null,null,"n91"]
[5621,null,"STEROWNICZE","SB4081","0159090007258296240SB4081","BiT 500 C","2x1",null,"BITNER","KMT",1,4200,"PLN",0.23,null,null,null,null,null,null,null,"n91"]
[5622,null,"STEROWNICZE","SB4082","0159090007258296240SB4082","BiT 500 C","3G1",null,"BITNER","KMT",1,5450,"PLN",0.23,null,null,null,null,null,null,null,"n91"]
[5633,null,"STEROWNICZE","SB4101","0159090007258296240SB4101","BiT 500 C","19G1",null,"BITNER","KMT",1,28030,"PLN",0.23,null,null,null,null,null,null,null,"n91"]
[5641,null,"STEROWNICZE","SB4109","0159090007258296240SB4109","BiT 500 C","42G1",null,"BITNER","KMT",1,58610,"PLN",0.23,null,null,null,null,null,null,null,"n91"]
[5652,null,"STEROWNICZE","SB4125","0159090007258296240SB4125","BiT 500 C","10G1,5",null,"BITNER","KMT",1,22850,"PLN",0.23,null,null,null,null,null,null,null,"n91"]
[5666,null,"STEROWNICZE","SB4141","0159090007258296240SB4141","BiT 500 C","50G1,5",null,"BITNER","KMT",1,96070,"PLN",0.23,null,null,null,null,null,null,null,"n91"]
[5671,null,"STEROWNICZE","SB4147","0159090007258296240SB4147","BiT 500 C","4G2,5",null,"BITNER","KMT",1,15540,"PLN",0.23,null,null,null,null,null,null,null,"n91"]
[5686,null,"STEROWNICZE","SB4168","0159090007258296240SB4168","BiT 500 C","2x4",null,"BITNER","KMT",1,14000,"PLN",0.23,null,null,null,null,null,null,null,"n91"]
[5696,null,"STEROWNICZE","SB4179","0159090007258296240SB4179","BiT 500 C","5x2x0,5",null,"BITNER","KMT",1,11190,"PLN",0.23,null,null,null,null,null,null,null,"n91"]
[5707,null,"STEROWNICZE","SB4190","0159090007258296240SB4190","BiT 500 C","2x2x0,75",null,"BITNER","KMT",1,7560,"PLN",0.23,null,null,null,null,null,null,null,"n91"]
[5710,null,"STEROWNICZE","SB4193","0159090007258296240SB4193","BiT 500 C","5x2x0,75",null,"BITNER","KMT",1,14630,"PLN",0.23,null,null,null,null,null,null,null,"n91"]
[5726,null,"STEROWNICZE","SB4209","0159090007258296240SB4209","BiT 500 C","7x2x1",null,"BITNER","KMT",1,23250,"PLN",0.23,null,null,null,null,null,null,null,"n91"]
[5730,null,"STEROWNICZE","SB4213","0159090007258296240SB4213","BiT 500 C","14x2x1",null,"BITNER","KMT",1,42220,"PLN",0.23,null,null,null,null,null,null,null,"n91"]
[5741,null,"STEROWNICZE","SB4224","0159090007258296240SB4224","BiT 500 C","8x2x1,5",null,"BITNER","KMT",1,35800,"PLN",0.23,null,null,null,null,null,null,null,"n91"]
[5756,null,"STEROWNICZE","SB4239","0159090007258296240SB4239","BiT 500 C","10x2x2,5",null,"BITNER","KMT",1,67370,"PLN",0.23,null,null,null,null,null,null,null,"n91"]
[5763,null,"STEROWNICZE","SB3175","0159090007258296240SB3175","BiT 500 C BLACK","5G0,5",null,"BITNER","KMT",1,5680,"PLN",0.23,null,null,null,null,null,null,null,"n91"]
[5771,null,"STEROWNICZE","SB3187","0159090007258296240SB3187","BiT 500 C BLACK","18G0,5",null,"BITNER","KMT",1,17020,"PLN",0.23,null,null,null,null,null,null,null,"n91"]
[5783,null,"STEROWNICZE","SB3199","0159090007258296240SB3199","BiT 500 C BLACK","61G0,5",null,"BITNER","KMT",1,47750,"PLN",0.23,null,null,null,null,null,null,null,"n91"]
[5786,null,"STEROWNICZE","SB3203","0159090007258296240SB3203","BiT 500 C BLACK","4G0,75",null,"BITNER","KMT",1,6160,"PLN",0.23,null,null,null,null,null,null,null,"n91"]
[5801,null,"STEROWNICZE","SB3224","0159090007258296240SB3224","BiT 500 C BLACK","34G0,75",null,"BITNER","KMT",1,39540,"PLN",0.23,null,null,null,null,null,null,null,"n91"]
[5807,null,"STEROWNICZE","SB3230","0159090007258296240SB3230","BiT 500 C BLACK","61G0,75",null,"BITNER","KMT",1,66410,"PLN",0.23,null,null,null,null,null,null,null,"n91"]
[5816,null,"STEROWNICZE","SB3245","0159090007258296240SB3245","BiT 500 C BLACK","12G1",null,"BITNER","KMT",1,20070,"PLN",0.23,null,null,null,null,null,null,null,"n91"]
[5827,null,"STEROWNICZE","SB3258","0159090007258296240SB3258","BiT 500 C BLACK","40G1",null,"BITNER","KMT",1,56990,"PLN",0.23,null,null,null,null,null,null,null,"n91"]
[5841,null,"STEROWNICZE","SB3279","0159090007258296240SB3279","BiT 500 C BLACK","14G1,5",null,"BITNER","KMT",1,30580,"PLN",0.23,null,null,null,null,null,null,null,"n91"]
[5846,null,"STEROWNICZE","SB3284","0159090007258296240SB3284","BiT 500 C BLACK","25G1,5",null,"BITNER","KMT",1,52550,"PLN",0.23,null,null,null,null,null,null,null,"n91"]
[5860,null,"STEROWNICZE","SB3303","0159090007258296240SB3303","BiT 500 C BLACK","7G2,5",null,"BITNER","KMT",1,25300,"PLN",0.23,null,null,null,null,null,null,null,"n91"]
[5871,null,"STEROWNICZE","SB3316","0159090007258296240SB3316","BiT 500 C BLACK","42G2,5",null,"BITNER","KMT",1,136860,"PLN",0.23,null,null,null,null,null,null,null,"n91"]
[5876,null,"STEROWNICZE","SB3322","0159090007258296240SB3322","BiT 500 C BLACK","5G4",null,"BITNER","KMT",1,30040,"PLN",0.23,null,null,null,null,null,null,null,"n91"]
[5884,null,"STEROWNICZE","SB3330","0159090007258296240SB3330","BiT 500 C BLACK","6x2x0,5",null,"BITNER","KMT",1,12900,"PLN",0.23,null,null,null,null,null,null,null,"n91"]
[5891,null,"STEROWNICZE","SB3337","0159090007258296240SB3337","BiT 500 C BLACK","18x2x0,5",null,"BITNER","KMT",1,31590,"PLN",0.23,null,null,null,null,null,null,null,"n91"]
[5904,null,"STEROWNICZE","SB3350","0159090007258296240SB3350","BiT 500 C BLACK","16x2x0,75",null,"BITNER","KMT",1,38950,"PLN",0.23,null,null,null,null,null,null,null,"n91"]
[5916,null,"STEROWNICZE","SB3362","0159090007258296240SB3362","BiT 500 C BLACK","12x2x1",null,"BITNER","KMT",1,37560,"PLN",0.23,null,null,null,null,null,null,null,"n91"]
[5921,null,"STEROWNICZE","SB3367","0159090007258296240SB3367","BiT 500 C BLACK","24x2x1",null,"BITNER","KMT",1,68760,"PLN",0.23,null,null,null,null,null,null,null,"n91"]
[5937,null,"STEROWNICZE","SB3383","0159090007258296240SB3383","BiT 500 C BLACK","3x2x2,5",null,"BITNER","KMT",1,23970,"PLN",0.23,null,null,null,null,null,null,null,"n91"]
[5946,null,"STEROWNICZE","SB3392","0159090007258296240SB3392","BiT 500 C BLACK","16x2x2,5",null,"BITNER","KMT",1,105900,"PLN",0.23,null,null,null,null,null,null,null,"n91"]
[5953,null,"STEROWNICZE","SB3420","0159090007258296240SB3420","BiT 500 C BLACK FR","8G0,5",null,"BITNER","KMT",1,10200,"PLN",0.23,null,null,null,null,null,null,null,"n91"]
[5961,null,"STEROWNICZE","SB3430","0159090007258296240SB3430","BiT 500 C BLACK FR","25G0,5",null,"BITNER","KMT",1,24390,"PLN",0.23,null,null,null,null,null,null,null,"n91"]
[5976,null,"STEROWNICZE","SB3449","0159090007258296240SB3449","BiT 500 C BLACK FR","7G0,75",null,"BITNER","KMT",1,10490,"PLN",0.23,null,null,null,null,null,null,null,"n91"]
[5981,null,"STEROWNICZE","SB3457","0159090007258296240SB3457","BiT 500 C BLACK FR","16G0,75",null,"BITNER","KMT",1,22130,"PLN",0.23,null,null,null,null,null,null,null,"n91"]
[5991,null,"STEROWNICZE","SB3467","0159090007258296240SB3467","BiT 500 C BLACK FR","42G0,75",null,"BITNER","KMT",1,51800,"PLN",0.23,null,null,null,null,null,null,null,"n91"]
[5997,null,"STEROWNICZE","SB3474","0159090007258296240SB3474","BiT 500 C BLACK FR","4G1",null,"BITNER","KMT",1,8330,"PLN",0.23,null,null,null,null,null,null,null,"n91"]
[6006,null,"STEROWNICZE","SB3489","0159090007258296240SB3489","BiT 500 C BLACK FR","18G1",null,"BITNER","KMT",1,30060,"PLN",0.23,null,null,null,null,null,null,null,"n91"]
[6021,null,"STEROWNICZE","SB3506","0159090007258296240SB3506","BiT 500 C BLACK FR","4G1,5",null,"BITNER","KMT",1,12290,"PLN",0.23,null,null,null,null,null,null,null,"n91"]
[6034,null,"STEROWNICZE","SB3525","0159090007258296240SB3525","BiT 500 C BLACK FR","27G1,5",null,"BITNER","KMT",1,60100,"PLN",0.23,null,null,null,null,null,null,null,"n91"]
[6036,null,"STEROWNICZE","SB3527","0159090007258296240SB3527","BiT 500 C BLACK FR","34G1,5",null,"BITNER","KMT",1,75070,"PLN",0.23,null,null,null,null,null,null,null,"n91"]
[6050,null,"STEROWNICZE","SB3548","0159090007258296240SB3548","BiT 500 C BLACK FR","14G2,5",null,"BITNER","KMT",1,51450,"PLN",0.23,null,null,null,null,null,null,null,"n91"]
[6061,null,"STEROWNICZE","SB3559","0159090007258296240SB3559","BiT 500 C BLACK FR","3G4",null,"BITNER","KMT",1,20970,"PLN",0.23,null,null,null,null,null,null,null,"n91"]
[6066,null,"STEROWNICZE","SB3565","0159090007258296240SB3565","BiT 500 C BLACK FR","12G4",null,"BITNER","KMT",1,71550,"PLN",0.23,null,null,null,null,null,null,null,"n91"]
[6074,null,"STEROWNICZE","SB3573","0159090007258296240SB3573","BiT 500 C BLACK FR","10x2x0,5",null,"BITNER","KMT",1,21520,"PLN",0.23,null,null,null,null,null,null,null,"n91"]
[6091,null,"STEROWNICZE","SB3590","0159090007258296240SB3590","BiT 500 C BLACK FR","16x2x0,75",null,"BITNER","KMT",1,42850,"PLN",0.23,null,null,null,null,null,null,null,"n91"]
[6096,null,"STEROWNICZE","SB3595","0159090007258296240SB3595","BiT 500 C BLACK FR","3x2x1",null,"BITNER","KMT",1,13600,"PLN",0.23,null,null,null,null,null,null,null,"n91"]
[6111,null,"STEROWNICZE","SB3610","0159090007258296240SB3610","BiT 500 C BLACK FR","4x2x1,5",null,"BITNER","KMT",1,22500,"PLN",0.23,null,null,null,null,null,null,null,"n91"]
[6121,null,"STEROWNICZE","SB3620","0159090007258296240SB3620","BiT 500 C BLACK FR","20x2x1,5",null,"BITNER","KMT",1,90730,"PLN",0.23,null,null,null,null,null,null,null,"n91"]
[6127,null,"STEROWNICZE","SB3626","0159090007258296240SB3626","BiT 500 C BLACK FR","6x2x2,5",null,"BITNER","KMT",1,47100,"PLN",0.23,null,null,null,null,null,null,null,"n91"]
[6136,null,"STEROWNICZE","SB3653","0159090007258296240SB3653","BiT 500 C BLACK OR","4G0,5",null,"BITNER","KMT",1,6670,"PLN",0.23,null,null,null,null,null,null,null,"n91"]
[6141,null,"STEROWNICZE","SB3662","0159090007258296240SB3662","BiT 500 C BLACK OR","10G0,5",null,"BITNER","KMT",1,14720,"PLN",0.23,null,null,null,null,null,null,null,"n91"]
[6155,null,"STEROWNICZE","SB3677","0159090007258296240SB3677","BiT 500 C BLACK OR","50G0,5",null,"BITNER","KMT",1,50500,"PLN",0.23,null,null,null,null,null,null,null,"n91"]
[6166,null,"STEROWNICZE","SB3694","0159090007258296240SB3694","BiT 500 C BLACK OR","12G0,75",null,"BITNER","KMT",1,20210,"PLN",0.23,null,null,null,null,null,null,null,"n91"]
[6171,null,"STEROWNICZE","SB3700","0159090007258296240SB3700","BiT 500 C BLACK OR","21G0,75",null,"BITNER","KMT",1,31730,"PLN",0.23,null,null,null,null,null,null,null,"n91"]
[6181,null,"STEROWNICZE","SB3710","0159090007258296240SB3710","BiT 500 C BLACK OR","61G0,75",null,"BITNER","KMT",1,81680,"PLN",0.23,null,null,null,null,null,null,null,"n91"]
[6196,null,"STEROWNICZE","SB3733","0159090007258296240SB3733","BiT 500 C BLACK OR","25G1",null,"BITNER","KMT",1,47600,"PLN",0.23,null,null,null,null,null,null,null,"n91"]
[6204,null,"STEROWNICZE","SB3741","0159090007258296240SB3741","BiT 500 C BLACK OR","56G1",null,"BITNER","KMT",1,95800,"PLN",0.23,null,null,null,null,null,null,null,"n91"]
[6211,null,"STEROWNICZE","SB3752","0159090007258296240SB3752","BiT 500 C BLACK OR","7G1,5",null,"BITNER","KMT",1,21240,"PLN",0.23,null,null,null,null,null,null,null,"n91"]
[6224,null,"STEROWNICZE","SB3768","0159090007258296240SB3768","BiT 500 C BLACK OR","37G1,5",null,"BITNER","KMT",1,91230,"PLN",0.23,null,null,null,null,null,null,null,"n91"]
[6236,null,"STEROWNICZE","SB3786","0159090007258296240SB3786","BiT 500 C BLACK OR","12G2,5",null,"BITNER","KMT",1,51910,"PLN",0.23,null,null,null,null,null,null,null,"n91"]
[6241,null,"STEROWNICZE","SB3792","0159090007258296240SB3792","BiT 500 C BLACK OR","25G2,5",null,"BITNER","KMT",1,101340,"PLN",0.23,null,null,null,null,null,null,null,"n91"]
[6248,null,"STEROWNICZE","SB3799","0159090007258296240SB3799","BiT 500 C BLACK OR","3G4",null,"BITNER","KMT",1,24280,"PLN",0.23,null,null,null,null,null,null,null,"n91"]
[6256,null,"STEROWNICZE","SB3808","0159090007258296240SB3808","BiT 500 C BLACK OR","4x2x0,5",null,"BITNER","KMT",1,13210,"PLN",0.23,null,null,null,null,null,null,null,"n91"]
[6271,null,"STEROWNICZE","SB3823","0159090007258296240SB3823","BiT 500 C BLACK OR","5x2x0,75",null,"BITNER","KMT",1,18890,"PLN",0.23,null,null,null,null,null,null,null,"n91"]
[6281,null,"STEROWNICZE","SB3833","0159090007258296240SB3833","BiT 500 C BLACK OR","24x2x0,75",null,"BITNER","KMT",1,67860,"PLN",0.23,null,null,null,null,null,null,null,"n91"]
[6286,null,"STEROWNICZE","SB3838","0159090007258296240SB3838","BiT 500 C BLACK OR","6x2x1,0",null,"BITNER","KMT",1,25910,"PLN",0.23,null,null,null,null,null,null,null,"n91"]
[6301,null,"STEROWNICZE","SB3853","0159090007258296240SB3853","BiT 500 C BLACK OR","7x2x1,5",null,"BITNER","KMT",1,40780,"PLN",0.23,null,null,null,null,null,null,null,"n91"]
[6311,null,"STEROWNICZE","SB3863","0159090007258296240SB3863","BiT 500 C BLACK OR","3x2x2,5",null,"BITNER","KMT",1,29960,"PLN",0.23,null,null,null,null,null,null,null,"n91"]
[6316,null,"STEROWNICZE","SB3868","0159090007258296240SB3868","BiT 500 C BLACK OR","8x2x2,5",null,"BITNER","KMT",1,69980,"PLN",0.23,null,null,null,null,null,null,null,"n91"]
[6325,null,"STEROWNICZE","SB1460","0159090007258296240SB1460","BiT 500 C FR","6x2x0,5",null,"BITNER","KMT",1,13340,"PLN",0.23,null,null,null,null,null,null,null,"n91"]
[6341,null,"STEROWNICZE","SB1476","0159090007258296240SB1476","BiT 500 C FR","8x2x0,75",null,"BITNER","KMT",1,22680,"PLN",0.23,null,null,null,null,null,null,null,"n91"]
[6345,null,"STEROWNICZE","SB1480","0159090007258296240SB1480","BiT 500 C FR","16x2x0,75",null,"BITNER","KMT",1,41260,"PLN",0.23,null,null,null,null,null,null,null,"n91"]
[6356,null,"STEROWNICZE","SB1491","0159090007258296240SB1491","BiT 500 C FR","10x2x1",null,"BITNER","KMT",1,33980,"PLN",0.23,null,null,null,null,null,null,null,"n91"]
[6371,null,"STEROWNICZE","SB1506","0159090007258296240SB1506","BiT 500 C FR","12x2x1,5",null,"BITNER","KMT",1,54930,"PLN",0.23,null,null,null,null,null,null,null,"n91"]
[6378,null,"STEROWNICZE","SB1513","0159090007258296240SB1513","BiT 500 C FR","3x2x2,5",null,"BITNER","KMT",1,25390,"PLN",0.23,null,null,null,null,null,null,null,"n91"]
[6386,null,"STEROWNICZE","SB1521","0159090007258296240SB1521","BiT 500 C FR","14x2x2,5",null,"BITNER","KMT",1,99180,"PLN",0.23,null,null,null,null,null,null,null,"n91"]
[6398,null,"STEROWNICZE","SB1316","0159090007258296240SB1316","BiT 500 C FR ","16G0,5",null,"BITNER","KMT",1,15840,"PLN",0.23,null,null,null,null,null,null,null,"n91"]
[6405,null,"STEROWNICZE","SB1323","0159090007258296240SB1323","BiT 500 C FR ","34G0,5",null,"BITNER","KMT",1,29990,"PLN",0.23,null,null,null,null,null,null,null,"n91"]
[6416,null,"STEROWNICZE","SB1337","0159090007258296240SB1337","BiT 500 C FR ","6G0,75",null,"BITNER","KMT",1,9760,"PLN",0.23,null,null,null,null,null,null,null,"n91"]
[6422,null,"STEROWNICZE","SB1347","0159090007258296240SB1347","BiT 500 C FR ","16G0,75",null,"BITNER","KMT",1,21000,"PLN",0.23,null,null,null,null,null,null,null,"n91"]
[6431,null,"STEROWNICZE","SB1356","0159090007258296240SB1356","BiT 500 C FR ","40G0,75",null,"BITNER","KMT",1,47100,"PLN",0.23,null,null,null,null,null,null,null,"n91"]
[6442,null,"STEROWNICZE","SB1372","0159090007258296240SB1372","BiT 500 C FR ","8G1",null,"BITNER","KMT",1,14740,"PLN",0.23,null,null,null,null,null,null,null,"n91"]
[6450,null,"STEROWNICZE","SB1383","0159090007258296240SB1383","BiT 500 C FR ","25G1",null,"BITNER","KMT",1,39610,"PLN",0.23,null,null,null,null,null,null,null,"n91"]
[6461,null,"STEROWNICZE","SB1394","0159090007258296240SB1394","BiT 500 C FR ","3G1,5",null,"BITNER","KMT",1,7990,"PLN",0.23,null,null,null,null,null,null,null,"n91"]
[6475,null,"STEROWNICZE","SB1415","0159090007258296240SB1415","BiT 500 C FR ","27G1,5",null,"BITNER","KMT",1,58330,"PLN",0.23,null,null,null,null,null,null,null,"n91"]
[6480,null,"STEROWNICZE","SB1420","0159090007258296240SB1420","BiT 500 C FR ","42G1,5",null,"BITNER","KMT",1,88440,"PLN",0.23,null,null,null,null,null,null,null,"n91"]
[6491,null,"STEROWNICZE","SB1438","0159090007258296240SB1438","BiT 500 C FR ","14G2,5",null,"BITNER","KMT",1,49910,"PLN",0.23,null,null,null,null,null,null,null,"n91"]
[6499,null,"STEROWNICZE","SB1446","0159090007258296240SB1446","BiT 500 C FR ","42G2,5",null,"BITNER","KMT",1,143600,"PLN",0.23,null,null,null,null,null,null,null,"n91"]
[6506,null,"STEROWNICZE","SB1454","0159090007258296240SB1454","BiT 500 C FR ","10G4",null,"BITNER","KMT",1,60230,"PLN",0.23,null,null,null,null,null,null,null,"n91"]
[6519,null,"STEROWNICZE","SB1567","0159090007258296240SB1567","BiT 500 C OR ","18G0,5",null,"BITNER","KMT",1,20030,"PLN",0.23,null,null,null,null,null,null,null,"n91"]
[6525,null,"STEROWNICZE","SB1573","0159090007258296240SB1573","BiT 500 C OR ","34G0,5",null,"BITNER","KMT",1,33880,"PLN",0.23,null,null,null,null,null,null,null,"n91"]
[6536,null,"STEROWNICZE","SB1587","0159090007258296240SB1587","BiT 500 C OR ","6G0,75",null,"BITNER","KMT",1,11030,"PLN",0.23,null,null,null,null,null,null,null,"n91"]
[6552,null,"STEROWNICZE","SB1607","0159090007258296240SB1607","BiT 500 C OR ","42G0,75",null,"BITNER","KMT",1,56680,"PLN",0.23,null,null,null,null,null,null,null,"n91"]
[6561,null,"STEROWNICZE","SB1620","0159090007258296240SB1620","BiT 500 C OR ","7G1",null,"BITNER","KMT",1,14440,"PLN",0.23,null,null,null,null,null,null,null,"n91"]
[6572,null,"STEROWNICZE","SB1635","0159090007258296240SB1635","BiT 500 C OR ","30G1",null,"BITNER","KMT",1,52000,"PLN",0.23,null,null,null,null,null,null,null,"n91"]
[6580,null,"STEROWNICZE","SB1643","0159090007258296240SB1643","BiT 500 C OR ","2x1,5",null,"BITNER","KMT",1,6890,"PLN",0.23,null,null,null,null,null,null,null,"n91"]
[6591,null,"STEROWNICZE","SB1661","0159090007258296240SB1661","BiT 500 C OR ","18G1,5",null,"BITNER","KMT",1,45650,"PLN",0.23,null,null,null,null,null,null,null,"n91"]
[6596,null,"STEROWNICZE","SB1666","0159090007258296240SB1666","BiT 500 C OR ","30G1,5",null,"BITNER","KMT",1,72360,"PLN",0.23,null,null,null,null,null,null,null,"n91"]
[6610,null,"STEROWNICZE","SB1686","0159090007258296240SB1686","BiT 500 C OR ","12G2,5",null,"BITNER","KMT",1,49210,"PLN",0.23,null,null,null,null,null,null,null,"n91"]
[6616,null,"STEROWNICZE","SB1693","0159090007258296240SB1693","BiT 500 C OR ","30G2,5",null,"BITNER","KMT",1,114230,"PLN",0.23,null,null,null,null,null,null,null,"n91"]
[6625,null,"STEROWNICZE","SB1703","0159090007258296240SB1703","BiT 500 C OR ","7G4",null,"BITNER","KMT",1,47150,"PLN",0.23,null,null,null,null,null,null,null,"n91"]
[6636,null,"STEROWNICZE","SB1714","0159090007258296240SB1714","BiT 500 C OR ","12x2x0,5",null,"BITNER","KMT",1,26690,"PLN",0.23,null,null,null,null,null,null,null,"n91"]
[6649,null,"STEROWNICZE","SB1727","0159090007258296240SB1727","BiT 500 C OR ","10x2x0,75",null,"BITNER","KMT",1,30900,"PLN",0.23,null,null,null,null,null,null,null,"n91"]
[6655,null,"STEROWNICZE","SB1733","0159090007258296240SB1733","BiT 500 C OR ","24x2x0,75",null,"BITNER","KMT",1,65220,"PLN",0.23,null,null,null,null,null,null,null,"n91"]
[6660,null,"STEROWNICZE","SB1738","0159090007258296240SB1738","BiT 500 C OR ","6x2x1,0",null,"BITNER","KMT",1,24510,"PLN",0.23,null,null,null,null,null,null,null,"n91"]
[6670,null,"STEROWNICZE","SB1748","0159090007258296240SB1748","BiT 500 C OR ","2x2x1,5",null,"BITNER","KMT",1,14660,"PLN",0.23,null,null,null,null,null,null,null,"n91"]
[6681,null,"STEROWNICZE","SB1759","0159090007258296240SB1759","BiT 500 C OR ","18x2x1,5",null,"BITNER","KMT",1,90220,"PLN",0.23,null,null,null,null,null,null,null,"n91"]
[6693,null,"STEROWNICZE","SB1771","0159090007258296240SB1771","BiT 500 C OR ","14x2x2,5",null,"BITNER","KMT",1,112030,"PLN",0.23,null,null,null,null,null,null,null,"n91"]
[6700,null,"STEROWNICZE","SB5508","0159090007258296240SB5508","BiT 500 CH ","7G0,5",null,"BITNER","KMT",1,7610,"PLN",0.23,null,null,null,null,null,null,null,"n91"]
[6711,null,"STEROWNICZE","SB5522","0159090007258296240SB5522","BiT 500 CH ","30G0,5",null,"BITNER","KMT",1,28560,"PLN",0.23,null,null,null,null,null,null,null,"n91"]
[6726,null,"STEROWNICZE","SB5543","0159090007258296240SB5543","BiT 500 CH ","10G0,75",null,"BITNER","KMT",1,16110,"PLN",0.23,null,null,null,null,null,null,null,"n91"]
[6730,null,"STEROWNICZE","SB5548","0159090007258296240SB5548","BiT 500 CH ","18G0,75",null,"BITNER","KMT",1,25020,"PLN",0.23,null,null,null,null,null,null,null,"n91"]
[6737,null,"STEROWNICZE","SB5555","0159090007258296240SB5555","BiT 500 CH ","37G0,75",null,"BITNER","KMT",1,47220,"PLN",0.23,null,null,null,null,null,null,null,"n91"]
[6755,null,"STEROWNICZE","SB5581","0159090007258296240SB5581","BiT 500 CH ","19G1",null,"BITNER","KMT",1,32510,"PLN",0.23,null,null,null,null,null,null,null,"n91"]
[6756,null,"STEROWNICZE","SB5582","0159090007258296240SB5582","BiT 500 CH ","21G1",null,"BITNER","KMT",1,35680,"PLN",0.23,null,null,null,null,null,null,null,"n91"]
[6770,null,"STEROWNICZE","SB5598","0159090007258296240SB5598","BiT 500 CH ","5G1,5",null,"BITNER","KMT",1,14580,"PLN",0.23,null,null,null,null,null,null,null,"n91"]
[6775,null,"STEROWNICZE","SB5607","0159090007258296240SB5607","BiT 500 CH ","12G1,5",null,"BITNER","KMT",1,30060,"PLN",0.23,null,null,null,null,null,null,null,"n91"]
[6790,null,"STEROWNICZE","SB5623","0159090007258296240SB5623","BiT 500 CH ","61G1,5",null,"BITNER","KMT",1,133230,"PLN",0.23,null,null,null,null,null,null,null,"n91"]
[6800,null,"STEROWNICZE","SB5640","0159090007258296240SB5640","BiT 500 CH ","18G2,5",null,"BITNER","KMT",1,67860,"PLN",0.23,null,null,null,null,null,null,null,"n91"]
[6805,null,"STEROWNICZE","SB5645","0159090007258296240SB5645","BiT 500 CH ","37G2,5",null,"BITNER","KMT",1,132230,"PLN",0.23,null,null,null,null,null,null,null,"n91"]
[6814,null,"STEROWNICZE","SB5655","0159090007258296240SB5655","BiT 500 CH ","12G4",null,"BITNER","KMT",1,74720,"PLN",0.23,null,null,null,null,null,null,null,"n91"]
[6830,null,"STEROWNICZE","SB5885","0159090007258296240SB5885","BiT 500 CH ","3x2x0,75",null,"BITNER","KMT",1,11500,"PLN",0.23,null,null,null,null,null,null,null,"n91"]
[6834,null,"STEROWNICZE","SB5889","0159090007258296240SB5889","BiT 500 CH ","7x2x0,75",null,"BITNER","KMT",1,21890,"PLN",0.23,null,null,null,null,null,null,null,"n91"]
[6845,null,"STEROWNICZE","SB5900","0159090007258296240SB5900","BiT 500 CH ","4x2x1,0",null,"BITNER","KMT",1,17190,"PLN",0.23,null,null,null,null,null,null,null,"n91"]
[6860,null,"STEROWNICZE","SB5915","0159090007258296240SB5915","BiT 500 CH ","5x2x1,5",null,"BITNER","KMT",1,27760,"PLN",0.23,null,null,null,null,null,null,null,"n91"]
[6867,null,"STEROWNICZE","SB5922","0159090007258296240SB5922","BiT 500 CH ","16x2x1,5",null,"BITNER","KMT",1,77070,"PLN",0.23,null,null,null,null,null,null,null,"n91"]
[6875,null,"STEROWNICZE","SB5930","0159090007258296240SB5930","BiT 500 CH ","6x2x2,5",null,"BITNER","KMT",1,48850,"PLN",0.23,null,null,null,null,null,null,null,"n91"]
[6887,null,"STEROWNICZE","SB6005","0159090007258296240SB6005","BiT 500 CH BLACK","7G0,5",null,"BITNER","KMT",1,8310,"PLN",0.23,null,null,null,null,null,null,null,"n91"]
[6890,null,"STEROWNICZE","SB6008","0159090007258296240SB6008","BiT 500 CH BLACK","12G0,5",null,"BITNER","KMT",1,14260,"PLN",0.23,null,null,null,null,null,null,null,"n91"]
[6905,null,"STEROWNICZE","SB6023","0159090007258296240SB6023","BiT 500 CH BLACK","61G0,5",null,"BITNER","KMT",1,54440,"PLN",0.23,null,null,null,null,null,null,null,"n91"]
[6911,null,"STEROWNICZE","SB6029","0159090007258296240SB6029","BiT 500 CH BLACK","7G0,75",null,"BITNER","KMT",1,11070,"PLN",0.23,null,null,null,null,null,null,null,"n91"]
[6920,null,"STEROWNICZE","SB6038","0159090007258296240SB6038","BiT 500 CH BLACK","25G0,75",null,"BITNER","KMT",1,34790,"PLN",0.23,null,null,null,null,null,null,null,"n91"]
[6935,null,"STEROWNICZE","SB6053","0159090007258296240SB6053","BiT 500 CH BLACK","7G1",null,"BITNER","KMT",1,14770,"PLN",0.23,null,null,null,null,null,null,null,"n91"]
[6944,null,"STEROWNICZE","SB6062","0159090007258296240SB6062","BiT 500 CH BLACK","25G1",null,"BITNER","KMT",1,44170,"PLN",0.23,null,null,null,null,null,null,null,"n91"]
[6950,null,"STEROWNICZE","SB6068","0159090007258296240SB6068","BiT 500 CH BLACK","42G1",null,"BITNER","KMT",1,68830,"PLN",0.23,null,null,null,null,null,null,null,"n91"]
[6964,null,"STEROWNICZE","SB6082","0159090007258296240SB6082","BiT 500 CH BLACK","16G1,5",null,"BITNER","KMT",1,39960,"PLN",0.23,null,null,null,null,null,null,null,"n91"]
[6975,null,"STEROWNICZE","SB6093","0159090007258296240SB6093","BiT 500 CH BLACK","50G1,5",null,"BITNER","KMT",1,114970,"PLN",0.23,null,null,null,null,null,null,null,"n91"]
[6980,null,"STEROWNICZE","SB6098","0159090007258296240SB6098","BiT 500 CH BLACK","4G2,5",null,"BITNER","KMT",1,18830,"PLN",0.23,null,null,null,null,null,null,null,"n91"]
[6988,null,"STEROWNICZE","SB6106","0159090007258296240SB6106","BiT 500 CH BLACK","21G2,5",null,"BITNER","KMT",1,78680,"PLN",0.23,null,null,null,null,null,null,null,"n91"]
[7005,null,"STEROWNICZE","SB6133","0159090007258296240SB6133","BiT 500 CH BLACK","5x2x0,5",null,"BITNER","KMT",1,14080,"PLN",0.23,null,null,null,null,null,null,null,"n91"]
[7008,null,"STEROWNICZE","SB6136","0159090007258296240SB6136","BiT 500 CH BLACK","8x2x0,5",null,"BITNER","KMT",1,19230,"PLN",0.23,null,null,null,null,null,null,null,"n91"]
[7020,null,"STEROWNICZE","SB6148","0159090007258296240SB6148","BiT 500 CH BLACK","6x2x0,75",null,"BITNER","KMT",1,19640,"PLN",0.23,null,null,null,null,null,null,null,"n91"]
[7025,null,"STEROWNICZE","SB6153","0159090007258296240SB6153","BiT 500 CH BLACK","14x2x0,75",null,"BITNER","KMT",1,39850,"PLN",0.23,null,null,null,null,null,null,null,"n91"]
[7041,null,"STEROWNICZE","SB6169","0159090007258296240SB6169","BiT 500 CH BLACK","18x2x1,0",null,"BITNER","KMT",1,62230,"PLN",0.23,null,null,null,null,null,null,null,"n91"]
[7050,null,"STEROWNICZE","SB6178","0159090007258296240SB6178","BiT 500 CH BLACK","8x2x1,5",null,"BITNER","KMT",1,42350,"PLN",0.23,null,null,null,null,null,null,null,"n91"]
[7057,null,"STEROWNICZE","SB6185","0159090007258296240SB6185","BiT 500 CH BLACK","24x2x1,5",null,"BITNER","KMT",1,111880,"PLN",0.23,null,null,null,null,null,null,null,"n91"]
[7065,null,"STEROWNICZE","SB6193","0159090007258296240SB6193","BiT 500 CH BLACK","10x2x2,5",null,"BITNER","KMT",1,79410,"PLN",0.23,null,null,null,null,null,null,null,"n91"]
[7080,null,"STEROWNICZE","S54278","0159090007258296240S54278","BiT 500 CY","37G0,75","elastyczny, ekranowany przewód sterowniczy o żyłach numerowanych","BITNER","KMT",1,44860,"PLN",0.23,null,null,null,null,null,null,null,"n91"]
[7085,null,"STEROWNICZE","S54283","0159090007258296240S54283","BiT 500 CY","61G0,75","elastyczny, ekranowany przewód sterowniczy o żyłach numerowanych","BITNER","KMT",1,69190,"PLN",0.23,null,null,null,null,null,null,null,"n91"]
[7095,null,"STEROWNICZE","S54299","0159090007258296240S54299","BiT 500 CY","61G1","elastyczny, ekranowany przewód sterowniczy o żyłach numerowanych","BITNER","KMT",1,88150,"PLN",0.23,null,null,null,null,null,null,null,"n91"]
[7110,null,"STEROWNICZE","S54316","0159090007258296240S54316","BiT 500 CY","27G0,5","elastyczny, ekranowany przewód sterowniczy o żyłach numerowanych","BITNER","KMT",1,25450,"PLN",0.23,null,null,null,null,null,null,null,"n91"]
[7120,null,"STEROWNICZE","S54326","0159090007258296240S54326","BiT 500 CY","10G0,75","elastyczny, ekranowany przewód sterowniczy o żyłach numerowanych","BITNER","KMT",1,15960,"PLN",0.23,null,null,null,null,null,null,null,"n91"]
[7125,null,"STEROWNICZE","S54331","0159090007258296240S54331","BiT 500 CY","19G0,75","elastyczny, ekranowany przewód sterowniczy o żyłach numerowanych","BITNER","KMT",1,25020,"PLN",0.23,null,null,null,null,null,null,null,"n91"]
[7134,null,"STEROWNICZE","S54342","0159090007258296240S54342","BiT 500 CY","10G1","elastyczny, ekranowany przewód sterowniczy o żyłach numerowanych","BITNER","KMT",1,20010,"PLN",0.23,null,null,null,null,null,null,null,"n91"]
[7140,null,"STEROWNICZE","S54349","0159090007258296240S54349","BiT 500 CY","21G1","elastyczny, ekranowany przewód sterowniczy o żyłach numerowanych","BITNER","KMT",1,33900,"PLN",0.23,null,null,null,null,null,null,null,"n91"]
[7155,null,"STEROWNICZE","S54367","0159090007258296240S54367","BiT 500 CY","10G2,5","elastyczny, ekranowany przewód sterowniczy o żyłach numerowanych","BITNER","KMT",1,38560,"PLN",0.23,null,null,null,null,null,null,null,"n91"]
[7162,null,"STEROWNICZE","S54386","0159090007258296240S54386","BiT 500 CY","21G1,5","elastyczny, ekranowany przewód sterowniczy o żyłach numerowanych","BITNER","KMT",1,48210,"PLN",0.23,null,null,null,null,null,null,null,"n91"]
[7170,null,"STEROWNICZE","S54394","0159090007258296240S54394","BiT 500 CY","56G1,5","elastyczny, ekranowany przewód sterowniczy o żyłach numerowanych","BITNER","KMT",1,112820,"PLN",0.23,null,null,null,null,null,null,null,"n91"]
[7187,null,"STEROWNICZE","S54657","0159090007258296240S54657","BiT 500 CY","10G4","elastyczny, ekranowany przewód sterowniczy o żyłach numerowanych","BITNER","KMT",1,61210,"PLN",0.23,null,null,null,null,null,null,null,"n91"]
[7195,null,"STEROWNICZE","SB8656","0159090007258296240SB8656","BiT 500 CY FR ","8G0,5",null,"BITNER","KMT",1,10990,"PLN",0.23,null,null,null,null,null,null,null,"n91"]
[7200,null,"STEROWNICZE","SB8661","0159090007258296240SB8661","BiT 500 CY FR ","18G0,5",null,"BITNER","KMT",1,19690,"PLN",0.23,null,null,null,null,null,null,null,"n91"]
[7215,null,"STEROWNICZE","SB8676","0159090007258296240SB8676","BiT 500 CY FR ","4G0,75",null,"BITNER","KMT",1,8130,"PLN",0.23,null,null,null,null,null,null,null,"n91"]
[7225,null,"STEROWNICZE","SB8686","0159090007258296240SB8686","BiT 500 CY FR ","19G0,75",null,"BITNER","KMT",1,26770,"PLN",0.23,null,null,null,null,null,null,null,"n91"]
[7231,null,"STEROWNICZE","SB8692","0159090007258296240SB8692","BiT 500 CY FR ","37G0,75",null,"BITNER","KMT",1,48000,"PLN",0.23,null,null,null,null,null,null,null,"n91"]
[7240,null,"STEROWNICZE","SB8701","0159090007258296240SB8701","BiT 500 CY FR ","5G1",null,"BITNER","KMT",1,11610,"PLN",0.23,null,null,null,null,null,null,null,"n91"]
[7255,null,"STEROWNICZE","SB8716","0159090007258296240SB8716","BiT 500 CY FR ","37G1",null,"BITNER","KMT",1,59870,"PLN",0.23,null,null,null,null,null,null,null,"n91"]
[7264,null,"STEROWNICZE","SB8725","0159090007258296240SB8725","BiT 500 CY FR ","5G1,5",null,"BITNER","KMT",1,14920,"PLN",0.23,null,null,null,null,null,null,null,"n91"]
[7270,null,"STEROWNICZE","SB8731","0159090007258296240SB8731","BiT 500 CY FR ","14G1,5",null,"BITNER","KMT",1,34730,"PLN",0.23,null,null,null,null,null,null,null,"n91"]
[7275,null,"STEROWNICZE","SB8736","0159090007258296240SB8736","BiT 500 CY FR ","25G1,5",null,"BITNER","KMT",1,59190,"PLN",0.23,null,null,null,null,null,null,null,"n91"]
[7285,null,"STEROWNICZE","SB8746","0159090007258296240SB8746","BiT 500 CY FR ","2x2,5",null,"BITNER","KMT",1,11650,"PLN",0.23,null,null,null,null,null,null,null,"n91"]
[7300,null,"STEROWNICZE","SB8761","0159090007258296240SB8761","BiT 500 CY FR ","42G2,5",null,"BITNER","KMT",1,150820,"PLN",0.23,null,null,null,null,null,null,null,"n91"]
[7308,null,"STEROWNICZE","SB8769","0159090007258296240SB8769","BiT 500 CY FR ","12G4",null,"BITNER","KMT",1,74920,"PLN",0.23,null,null,null,null,null,null,null,"n91"]
[7315,null,"STEROWNICZE","SB8806","0159090007258296240SB8806","BiT 500 CY OR ","8G0,5",null,"BITNER","KMT",1,12760,"PLN",0.23,null,null,null,null,null,null,null,"n91"]
[7328,null,"STEROWNICZE","SB8819","0159090007258296240SB8819","BiT 500 CY OR ","40G0,5",null,"BITNER","KMT",1,42780,"PLN",0.23,null,null,null,null,null,null,null,"n91"]
[7334,null,"STEROWNICZE","SB8825","0159090007258296240SB8825","BiT 500 CY OR ","3G0,75",null,"BITNER","KMT",1,6830,"PLN",0.23,null,null,null,null,null,null,null,"n91"]
[7345,null,"STEROWNICZE","SB8836","0159090007258296240SB8836","BiT 500 CY OR ","19G0,75",null,"BITNER","KMT",1,30020,"PLN",0.23,null,null,null,null,null,null,null,"n91"]
[7352,null,"STEROWNICZE","SB8843","0159090007258296240SB8843","BiT 500 CY OR ","40G0,75",null,"BITNER","KMT",1,57410,"PLN",0.23,null,null,null,null,null,null,null,"n91"]
[7370,null,"STEROWNICZE","SB8861","0159090007258296240SB8861","BiT 500 CY OR ","21G1",null,"BITNER","KMT",1,40680,"PLN",0.23,null,null,null,null,null,null,null,"n91"]
[7375,null,"STEROWNICZE","SB8866","0159090007258296240SB8866","BiT 500 CY OR ","37G1",null,"BITNER","KMT",1,67140,"PLN",0.23,null,null,null,null,null,null,null,"n91"]
[7385,null,"STEROWNICZE","SB8876","0159090007258296240SB8876","BiT 500 CY OR ","6G1,5",null,"BITNER","KMT",1,20120,"PLN",0.23,null,null,null,null,null,null,null,"n91"]
[7390,null,"STEROWNICZE","SB8881","0159090007258296240SB8881","BiT 500 CY OR ","14G1,5",null,"BITNER","KMT",1,38950,"PLN",0.23,null,null,null,null,null,null,null,"n91"]
[7405,null,"STEROWNICZE","SB8896","0159090007258296240SB8896","BiT 500 CY OR ","2x2,5",null,"BITNER","KMT",1,13520,"PLN",0.23,null,null,null,null,null,null,null,"n91"]
[7415,null,"STEROWNICZE","SB8906","0159090007258296240SB8906","BiT 500 CY OR ","21G2,5",null,"BITNER","KMT",1,86120,"PLN",0.23,null,null,null,null,null,null,null,"n91"]
[7420,null,"STEROWNICZE","SB8911","0159090007258296240SB8911","BiT 500 CY OR ","42G2,5",null,"BITNER","KMT",1,169140,"PLN",0.23,null,null,null,null,null,null,null,"n91"]
[7429,null,"STEROWNICZE","S58855","0159090007258296240S58855","BiT 500 FR","2x0,5","uniepalnione, giętkie kable sterownicze, żyły numerowane, 300/500 V","BITNER","KMT",1,1690,"PLN",0.23,null,null,null,null,null,null,null,"n91"]
[7445,null,"STEROWNICZE","S58877","0159090007258296240S58877","BiT 500 FR","30G0,5","uniepalnione, giętkie kable sterownicze, żyły numerowane, 300/500 V","BITNER","KMT",1,21120,"PLN",0.23,null,null,null,null,null,null,null,"n91"]
[7449,null,"STEROWNICZE","S58881","0159090007258296240S58881","BiT 500 FR","42G0,5","uniepalnione, giętkie kable sterownicze, żyły numerowane, 300/500 V","BITNER","KMT",1,29700,"PLN",0.23,null,null,null,null,null,null,null,"n91"]
[7464,null,"STEROWNICZE","S58903","0159090007258296240S58903","BiT 500 FR","18G0,75","uniepalnione, giętkie kable sterownicze, żyły numerowane, 300/500 V","BITNER","KMT",1,18220,"PLN",0.23,null,null,null,null,null,null,null,"n91"]
[7475,null,"STEROWNICZE","S58914","0159090007258296240S58914","BiT 500 FR","56G0,75","uniepalnione, giętkie kable sterownicze, żyły numerowane, 300/500 V","BITNER","KMT",1,56740,"PLN",0.23,null,null,null,null,null,null,null,"n91"]
[7482,null,"STEROWNICZE","S58925","0159090007258296240S58925","BiT 500 FR","7G1","uniepalnione, giętkie kable sterownicze, żyły numerowane, 300/500 V","BITNER","KMT",1,9120,"PLN",0.23,null,null,null,null,null,null,null,"n91"]
[7490,null,"STEROWNICZE","S58937","0159090007258296240S58937","BiT 500 FR","21G1","uniepalnione, giętkie kable sterownicze, żyły numerowane, 300/500 V","BITNER","KMT",1,27780,"PLN",0.23,null,null,null,null,null,null,null,"n91"]
[7502,null,"STEROWNICZE","S58949","0159090007258296240S58949","BiT 500 FR","3G1,5","uniepalnione, giętkie kable sterownicze, żyły numerowane, 300/500 V","BITNER","KMT",1,5890,"PLN",0.23,null,null,null,null,null,null,null,"n91"]
[7509,null,"STEROWNICZE","S58962","0159090007258296240S58962","BiT 500 FR","12G1,5","uniepalnione, giętkie kable sterownicze, żyły numerowane, 300/500 V","BITNER","KMT",1,22950,"PLN",0.23,null,null,null,null,null,null,null,"n91"]
[7520,null,"STEROWNICZE","S58974","0159090007258296240S58974","BiT 500 FR","40G1,5","uniepalnione, giętkie kable sterownicze, żyły numerowane, 300/500 V","BITNER","KMT",1,76290,"PLN",0.23,null,null,null,null,null,null,null,"n91"]
[7526,null,"STEROWNICZE","S58980","0159090007258296240S58980","BiT 500 FR","3G2,5","uniepalnione, giętkie kable sterownicze, żyły numerowane, 300/500 V","BITNER","KMT",1,9410,"PLN",0.23,null,null,null,null,null,null,null,"n91"]
[7535,null,"STEROWNICZE","S58996","0159090007258296240S58996","BiT 500 FR","21G2,5","uniepalnione, giętkie kable sterownicze, żyły numerowane, 300/500 V","BITNER","KMT",1,65920,"PLN",0.23,null,null,null,null,null,null,null,"n91"]
[7550,null,"STEROWNICZE","S59012","0159090007258296240S59012","BiT 500 FR","3x2x0,5","uniepalnione, giętkie kable sterownicze, żyły numerowane, 300/500 V","BITNER","KMT",1,4420,"PLN",0.23,null,null,null,null,null,null,null,"n91"]
[7559,null,"STEROWNICZE","S59021","0159090007258296240S59021","BiT 500 FR","16x2x0,5","uniepalnione, giętkie kable sterownicze, żyły numerowane, 300/500 V","BITNER","KMT",1,21510,"PLN",0.23,null,null,null,null,null,null,null,"n91"]
[7565,null,"STEROWNICZE","S59027","0159090007258296240S59027","BiT 500 FR","4x2x0,75","uniepalnione, giętkie kable sterownicze, żyły numerowane, 300/500 V","BITNER","KMT",1,8240,"PLN",0.23,null,null,null,null,null,null,null,"n91"]
[7579,null,"STEROWNICZE","S59041","0159090007258296240S59041","BiT 500 FR","4x2x1,0","uniepalnione, giętkie kable sterownicze, żyły numerowane, 300/500 V","BITNER","KMT",1,10620,"PLN",0.23,null,null,null,null,null,null,null,"n91"]
[7584,null,"STEROWNICZE","S59046","0159090007258296240S59046","BiT 500 FR","10x2x1,0","uniepalnione, giętkie kable sterownicze, żyły numerowane, 300/500 V","BITNER","KMT",1,24940,"PLN",0.23,null,null,null,null,null,null,null,"n91"]
[7595,null,"STEROWNICZE","S59057","0159090007258296240S59057","BiT 500 FR","6x2x1,5","uniepalnione, giętkie kable sterownicze, żyły numerowane, 300/500 V","BITNER","KMT",1,21610,"PLN",0.23,null,null,null,null,null,null,null,"n91"]
[7603,null,"STEROWNICZE","S59065","0159090007258296240S59065","BiT 500 FR","20x2x1,5","uniepalnione, giętkie kable sterownicze, żyły numerowane, 300/500 V","BITNER","KMT",1,71010,"PLN",0.23,null,null,null,null,null,null,null,"n91"]
[7620,null,"STEROWNICZE","H50008","0159090007258296240H50008","BiT 500 H","6G0,5","giętki, bezhalogenowy kabel sterowniczy, żyły numerowane, 300/500V","BITNER","KMT",1,4870,"PLN",0.23,null,null,null,null,null,null,null,"n91"]
[7623,null,"STEROWNICZE","H50013","0159090007258296240H50013","BiT 500 H","10G0,5","giętki, bezhalogenowy kabel sterowniczy, żyły numerowane, 300/500V","BITNER","KMT",1,8290,"PLN",0.23,null,null,null,null,null,null,null,"n91"]
[7639,null,"STEROWNICZE","H50037","0159090007258296240H50037","BiT 500 H","8G0,75","giętki, bezhalogenowy kabel sterowniczy, żyły numerowane, 300/500V","BITNER","KMT",1,8830,"PLN",0.23,null,null,null,null,null,null,null,"n91"]
[7640,null,"STEROWNICZE","H50039","0159090007258296240H50039","BiT 500 H","10G0,75","giętki, bezhalogenowy kabel sterowniczy, żyły numerowane, 300/500V","BITNER","KMT",1,11650,"PLN",0.23,null,null,null,null,null,null,null,"n91"]
[7656,null,"STEROWNICZE","H50065","0159090007258296240H50065","BiT 500 H","14G1","giętki, bezhalogenowy kabel sterowniczy, żyły numerowane, 300/500V","BITNER","KMT",1,20110,"PLN",0.23,null,null,null,null,null,null,null,"n91"]
[7659,null,"STEROWNICZE","H50069","0159090007258296240H50069","BiT 500 H","19G1","giętki, bezhalogenowy kabel sterowniczy, żyły numerowane, 300/500V","BITNER","KMT",1,27300,"PLN",0.23,null,null,null,null,null,null,null,"n91"]
[7676,null,"STEROWNICZE","H50100","0159090007258296240H50100","BiT 500 H","12G2,5","giętki, bezhalogenowy kabel sterowniczy, żyły numerowane, 300/500V","BITNER","KMT",1,40410,"PLN",0.23,null,null,null,null,null,null,null,"n91"]
[7684,null,"STEROWNICZE","H51818","0159090007258296240H51818","BiT 500 H","50G0,5","giętki, bezhalogenowy kabel sterowniczy, żyły numerowane, 300/500V","BITNER","KMT",1,38000,"PLN",0.23,null,null,null,null,null,null,null,"n91"]
[7695,null,"STEROWNICZE","H51829","0159090007258296240H51829","BiT 500 H","61G0,75","giętki, bezhalogenowy kabel sterowniczy, żyły numerowane, 300/500V","BITNER","KMT",1,65840,"PLN",0.23,null,null,null,null,null,null,null,"n91"]
[7700,null,"STEROWNICZE","H51834","0159090007258296240H51834","BiT 500 H","40G1","giętki, bezhalogenowy kabel sterowniczy, żyły numerowane, 300/500V","BITNER","KMT",1,56910,"PLN",0.23,null,null,null,null,null,null,null,"n91"]
[7714,null,"STEROWNICZE","H51848","0159090007258296240H51848","BiT 500 H","40G1,5","giętki, bezhalogenowy kabel sterowniczy, żyły numerowane, 300/500V","BITNER","KMT",1,80930,"PLN",0.23,null,null,null,null,null,null,null,"n91"]
[7720,null,"STEROWNICZE","H51854","0159090007258296240H51854","BiT 500 H","16G2,5","giętki, bezhalogenowy kabel sterowniczy, żyły numerowane, 300/500V","BITNER","KMT",1,53680,"PLN",0.23,null,null,null,null,null,null,null,"n91"]
[7729,null,"STEROWNICZE","H51863","0159090007258296240H51863","BiT 500 H","2x4","giętki, bezhalogenowy kabel sterowniczy, żyły numerowane, 300/500V","BITNER","KMT",1,11920,"PLN",0.23,null,null,null,null,null,null,null,"n91"]
[7740,null,"STEROWNICZE","H52004","0159090007258296240H52004","BiT 500 H","6x2x0,5","giętki, bezhalogenowy kabel sterowniczy, żyły numerowane, 300/500V","BITNER","KMT",1,9400,"PLN",0.23,null,null,null,null,null,null,null,"n91"]
[7753,null,"STEROWNICZE","H52017","0159090007258296240H52017","BiT 500 H","5x2x0,75","giętki, bezhalogenowy kabel sterowniczy, żyły numerowane, 300/500V","BITNER","KMT",1,11460,"PLN",0.23,null,null,null,null,null,null,null,"n91"]
[7759,null,"STEROWNICZE","H52023","0159090007258296240H52023","BiT 500 H","14x2x0,75","giętki, bezhalogenowy kabel sterowniczy, żyły numerowane, 300/500V","BITNER","KMT",1,29370,"PLN",0.23,null,null,null,null,null,null,null,"n91"]
[7770,null,"STEROWNICZE","H52034","0159090007258296240H52034","BiT 500 H","8x2x1,0","giętki, bezhalogenowy kabel sterowniczy, żyły numerowane, 300/500V","BITNER","KMT",1,22010,"PLN",0.23,null,null,null,null,null,null,null,"n91"]
[7777,null,"STEROWNICZE","H52041","0159090007258296240H52041","BiT 500 H","24x2x1,0","giętki, bezhalogenowy kabel sterowniczy, żyły numerowane, 300/500V","BITNER","KMT",1,63360,"PLN",0.23,null,null,null,null,null,null,null,"n91"]
[7789,null,"STEROWNICZE","H52053","0159090007258296240H52053","BiT 500 H","18x2x1,5","giętki, bezhalogenowy kabel sterowniczy, żyły numerowane, 300/500V","BITNER","KMT",1,68470,"PLN",0.23,null,null,null,null,null,null,null,"n91"]
[7797,null,"STEROWNICZE","H52061","0159090007258296240H52061","BiT 500 H","7x2x2,5","giętki, bezhalogenowy kabel sterowniczy, żyły numerowane, 300/500V","BITNER","KMT",1,45040,"PLN",0.23,null,null,null,null,null,null,null,"n91"]
[7804,null,"STEROWNICZE","SB6301","0159090007258296240SB6301","BiT 500 H BLACK","3G0,5",null,"BITNER","KMT",1,3490,"PLN",0.23,null,null,null,null,null,null,null,"n91"]
[7815,null,"STEROWNICZE","SB6312","0159090007258296240SB6312","BiT 500 H BLACK","19G0,5",null,"BITNER","KMT",1,15740,"PLN",0.23,null,null,null,null,null,null,null,"n91"]
[7830,null,"STEROWNICZE","SB6327","0159090007258296240SB6327","BiT 500 H BLACK","5G0,75",null,"BITNER","KMT",1,6780,"PLN",0.23,null,null,null,null,null,null,null,"n91"]
[7834,null,"STEROWNICZE","SB6331","0159090007258296240SB6331","BiT 500 H BLACK","10G0,75",null,"BITNER","KMT",1,13160,"PLN",0.23,null,null,null,null,null,null,null,"n91"]
[7850,null,"STEROWNICZE","SB6347","0159090007258296240SB6347","BiT 500 H BLACK","61G0,75",null,"BITNER","KMT",1,68150,"PLN",0.23,null,null,null,null,null,null,null,"n91"]
[7859,null,"STEROWNICZE","SB6356","0159090007258296240SB6356","BiT 500 H BLACK","12G1",null,"BITNER","KMT",1,18620,"PLN",0.23,null,null,null,null,null,null,null,"n91"]
[7864,null,"STEROWNICZE","SB6361","0159090007258296240SB6361","BiT 500 H BLACK","21G1",null,"BITNER","KMT",1,31400,"PLN",0.23,null,null,null,null,null,null,null,"n91"]
[7874,null,"STEROWNICZE","SB6371","0159090007258296240SB6371","BiT 500 H BLACK","61G1",null,"BITNER","KMT",1,88740,"PLN",0.23,null,null,null,null,null,null,null,"n91"]
[7889,null,"STEROWNICZE","SB6386","0159090007258296240SB6386","BiT 500 H BLACK","25G1,5",null,"BITNER","KMT",1,53640,"PLN",0.23,null,null,null,null,null,null,null,"n91"]
[7894,null,"STEROWNICZE","SB6391","0159090007258296240SB6391","BiT 500 H BLACK","40G1,5",null,"BITNER","KMT",1,83800,"PLN",0.23,null,null,null,null,null,null,null,"n91"]
[7904,null,"STEROWNICZE","SB6401","0159090007258296240SB6401","BiT 500 H BLACK","10G2,5",null,"BITNER","KMT",1,35860,"PLN",0.23,null,null,null,null,null,null,null,"n91"]
[7909,null,"STEROWNICZE","SB6406","0159090007258296240SB6406","BiT 500 H BLACK","21G2,5",null,"BITNER","KMT",1,72240,"PLN",0.23,null,null,null,null,null,null,null,"n91"]
[7927,null,"STEROWNICZE","SB6424","0159090007258296240SB6424","BiT 500 H BLACK","7G6",null,"BITNER","KMT",1,59170,"PLN",0.23,null,null,null,null,null,null,null,"n91"]
[7934,null,"STEROWNICZE","SB6431","0159090007258296240SB6431","BiT 500 H BLACK","3G16",null,"BITNER","KMT",1,67840,"PLN",0.23,null,null,null,null,null,null,null,"n91"]
[7938,null,"STEROWNICZE","SB6435","0159090007258296240SB6435","BiT 500 H BLACK","3G25",null,"BITNER","KMT",1,105850,"PLN",0.23,null,null,null,null,null,null,null,"n91"]
[7949,null,"STEROWNICZE","SB6446","0159090007258296240SB6446","BiT 500 H BLACK","5G70",null,"BITNER","KMT",1,488220,"PLN",0.23,null,null,null,null,null,null,null,"n91"]
[7964,null,"STEROWNICZE","SB6484","0159090007258296240SB6484","BiT 500 H BLACK","2x2x0,75",null,"BITNER","KMT",1,5840,"PLN",0.23,null,null,null,null,null,null,null,"n91"]
[7971,null,"STEROWNICZE","SB6491","0159090007258296240SB6491","BiT 500 H BLACK","10x2x0,75",null,"BITNER","KMT",1,22720,"PLN",0.23,null,null,null,null,null,null,null,"n91"]
[7979,null,"STEROWNICZE","SB6499","0159090007258296240SB6499","BiT 500 H BLACK","3x2x1,0",null,"BITNER","KMT",1,10120,"PLN",0.23,null,null,null,null,null,null,null,"n91"]
[7994,null,"STEROWNICZE","SB6514","0159090007258296240SB6514","BiT 500 H BLACK","4x2x1,5",null,"BITNER","KMT",1,17420,"PLN",0.23,null,null,null,null,null,null,null,"n91"]
[8004,null,"STEROWNICZE","SB6524","0159090007258296240SB6524","BiT 500 H BLACK","20x2x1,5",null,"BITNER","KMT",1,81720,"PLN",0.23,null,null,null,null,null,null,null,"n91"]
[8009,null,"STEROWNICZE","SB6529","0159090007258296240SB6529","BiT 500 H BLACK","5x2x2,5",null,"BITNER","KMT",1,34540,"PLN",0.23,null,null,null,null,null,null,null,"n91"]
[8015,null,"STEROWNICZE","SB6535","0159090007258296240SB6535","BiT 500 H BLACK","14x2x2,5",null,"BITNER","KMT",1,93520,"PLN",0.23,null,null,null,null,null,null,null,"n91"]
[8024,null,"STEROWNICZE","SB5680","0159090007258296240SB5680","BiT 500 HCH ","25G0,75",null,"BITNER","KMT",1,38340,"PLN",0.23,null,null,null,null,null,null,null,"n91"]
[8039,null,"STEROWNICZE","SB5695","0159090007258296240SB5695","BiT 500 HCH ","40G1",null,"BITNER","KMT",1,70020,"PLN",0.23,null,null,null,null,null,null,null,"n91"]
[8048,null,"STEROWNICZE","SB5704","0159090007258296240SB5704","BiT 500 HCH ","6G0,5",null,"BITNER","KMT",1,10040,"PLN",0.23,null,null,null,null,null,null,null,"n91"]
[8054,null,"STEROWNICZE","SB5710","0159090007258296240SB5710","BiT 500 HCH ","16G0,5",null,"BITNER","KMT",1,19860,"PLN",0.23,null,null,null,null,null,null,null,"n91"]
[8068,null,"STEROWNICZE","SB5726","0159090007258296240SB5726","BiT 500 HCH ","10G0,75",null,"BITNER","KMT",1,18990,"PLN",0.23,null,null,null,null,null,null,null,"n91"]
[8079,null,"STEROWNICZE","SB5739","0159090007258296240SB5739","BiT 500 HCH ","6G1",null,"BITNER","KMT",1,14720,"PLN",0.23,null,null,null,null,null,null,null,"n91"]
[8084,null,"STEROWNICZE","SB5744","0159090007258296240SB5744","BiT 500 HCH ","14G1",null,"BITNER","KMT",1,28410,"PLN",0.23,null,null,null,null,null,null,null,"n91"]
[8092,null,"STEROWNICZE","SB5754","0159090007258296240SB5754","BiT 500 HCH ","5G1,5",null,"BITNER","KMT",1,16760,"PLN",0.23,null,null,null,null,null,null,null,"n91"]
[8109,null,"STEROWNICZE","SB5773","0159090007258296240SB5773","BiT 500 HCH ","25G2,5",null,"BITNER","KMT",1,100910,"PLN",0.23,null,null,null,null,null,null,null,"n91"]
[8117,null,"STEROWNICZE","SB6702","0159090007258296240SB6702","BiT 500 HCH ","18G1,5",null,"BITNER","KMT",1,48000,"PLN",0.23,null,null,null,null,null,null,null,"n91"]
[8124,null,"STEROWNICZE","SB6709","0159090007258296240SB6709","BiT 500 HCH ","37G1,5",null,"BITNER","KMT",1,90150,"PLN",0.23,null,null,null,null,null,null,null,"n91"]
[8139,null,"STEROWNICZE","SB0004","0159090007258296240SB0004","BiT 500 OR","4G0,5",null,"BITNER","KMT",1,3540,"PLN",0.23,null,null,null,null,null,null,null,"n91"]
[8145,null,"STEROWNICZE","SB0014","0159090007258296240SB0014","BiT 500 OR","12G0,5",null,"BITNER","KMT",1,10280,"PLN",0.23,null,null,null,null,null,null,null,"n91"]
[8154,null,"STEROWNICZE","SB0024","0159090007258296240SB0024","BiT 500 OR","34G0,5",null,"BITNER","KMT",1,27920,"PLN",0.23,null,null,null,null,null,null,null,"n91"]
[8161,null,"STEROWNICZE","SB0031","0159090007258296240SB0031","BiT 500 OR","2x0,75",null,"BITNER","KMT",1,2770,"PLN",0.23,null,null,null,null,null,null,null,"n91"]
[8169,null,"STEROWNICZE","SB0045","0159090007258296240SB0045","BiT 500 OR","12G0,75",null,"BITNER","KMT",1,14560,"PLN",0.23,null,null,null,null,null,null,null,"n91"]
[8184,null,"STEROWNICZE","SB0061","0159090007258296240SB0061","BiT 500 OR","61G0,75",null,"BITNER","KMT",1,70160,"PLN",0.23,null,null,null,null,null,null,null,"n91"]
[8194,null,"STEROWNICZE","SB0078","0159090007258296240SB0078","BiT 500 OR","14G1",null,"BITNER","KMT",1,21790,"PLN",0.23,null,null,null,null,null,null,null,"n91"]
[8199,null,"STEROWNICZE","SB0084","0159090007258296240SB0084","BiT 500 OR","25G1",null,"BITNER","KMT",1,38490,"PLN",0.23,null,null,null,null,null,null,null,"n91"]
[8214,null,"STEROWNICZE","SB0103","0159090007258296240SB0103","BiT 500 OR","7G1,5",null,"BITNER","KMT",1,15480,"PLN",0.23,null,null,null,null,null,null,null,"n91"]
[8222,null,"STEROWNICZE","SB0114","0159090007258296240SB0114","BiT 500 OR","21G1,5",null,"BITNER","KMT",1,46030,"PLN",0.23,null,null,null,null,null,null,null,"n91"]
[8229,null,"STEROWNICZE","SB0121","0159090007258296240SB0121","BiT 500 OR","42G1,5",null,"BITNER","KMT",1,91040,"PLN",0.23,null,null,null,null,null,null,null,"n91"]
[8238,null,"STEROWNICZE","SB0136","0159090007258296240SB0136","BiT 500 OR","10G2,5",null,"BITNER","KMT",1,36840,"PLN",0.23,null,null,null,null,null,null,null,"n91"]
[8254,null,"STEROWNICZE","SB0154","0159090007258296240SB0154","BiT 500 OR","7G4",null,"BITNER","KMT",1,41910,"PLN",0.23,null,null,null,null,null,null,null,"n91"]
[8259,null,"STEROWNICZE","SB0159","0159090007258296240SB0159","BiT 500 OR","4x2x0,5",null,"BITNER","KMT",1,6750,"PLN",0.23,null,null,null,null,null,null,null,"n91"]
[8266,null,"STEROWNICZE","SB0166","0159090007258296240SB0166","BiT 500 OR","14x2x0,5",null,"BITNER","KMT",1,21500,"PLN",0.23,null,null,null,null,null,null,null,"n91"]
[8274,null,"STEROWNICZE","SB0174","0159090007258296240SB0174","BiT 500 OR","5x2x0,75",null,"BITNER","KMT",1,11940,"PLN",0.23,null,null,null,null,null,null,null,"n91"]
[8291,null,"STEROWNICZE","SB0191","0159090007258296240SB0191","BiT 500 OR","8x2x1,0",null,"BITNER","KMT",1,23310,"PLN",0.23,null,null,null,null,null,null,null,"n91"]
[8299,null,"STEROWNICZE","SB0199","0159090007258296240SB0199","BiT 500 OR","2x2x1,5",null,"BITNER","KMT",1,9430,"PLN",0.23,null,null,null,null,null,null,null,"n91"]
[8304,null,"STEROWNICZE","SB0204","0159090007258296240SB0204","BiT 500 OR","7x2x1,5",null,"BITNER","KMT",1,29440,"PLN",0.23,null,null,null,null,null,null,null,"n91"]
[8315,null,"STEROWNICZE","SB0215","0159090007258296240SB0215","BiT 500 OR","4x2x2,5",null,"BITNER","KMT",1,27400,"PLN",0.23,null,null,null,null,null,null,null,"n91"]
[8329,null,"STEROWNICZE","S61584","0159090007258296240S61584","BIT 750","6G1,5",null,"BITNER","KMT",1,11330,"PLN",0.23,null,null,null,null,null,null,null,"n93"]
[8335,null,"STEROWNICZE","S61593","0159090007258296240S61593","BIT 750","18G1,5",null,"BITNER","KMT",1,33020,"PLN",0.23,null,null,null,null,null,null,null,"n93"]
[8344,null,"STEROWNICZE","S61605","0159090007258296240S61605","BIT 750","5G2,5",null,"BITNER","KMT",1,15140,"PLN",0.23,null,null,null,null,null,null,null,"n93"]
[8359,null,"STEROWNICZE","S61627","0159090007258296240S61627","BIT 750","3G10  ",null,"BITNER","KMT",1,38540,"PLN",0.23,null,null,null,null,null,null,null,"n93"]
[8368,null,"STEROWNICZE","S61636","0159090007258296240S61636","BIT 750","4G25 ",null,"BITNER","KMT",1,119470,"PLN",0.23,null,null,null,null,null,null,null,"n93"]
[8374,null,"STEROWNICZE","S61642","0159090007258296240S61642","BIT 750","4G50 ",null,"BITNER","KMT",1,231280,"PLN",0.23,null,null,null,null,null,null,null,"n93"]
[8388,null,"STEROWNICZE","S61659","0159090007258296240S61659","BIT 750","1x4",null,"BITNER","KMT",1,5110,"PLN",0.23,null,null,null,null,null,null,null,"n93"]
[8389,null,"STEROWNICZE","S61660","0159090007258296240S61660","BIT 750","12G2,5",null,"BITNER","KMT",1,35850,"PLN",0.23,null,null,null,null,null,null,null,"n93"]
[8404,null,"STEROWNICZE","S61686","0159090007258296240S61686","BIT 750","1x70",null,"BITNER","KMT",1,79190,"PLN",0.23,null,null,null,null,null,null,null,"n93"]
[8412,null,"STEROWNICZE","S62711","0159090007258296240S62711","BIT 750 CY","2x2,5",null,"BITNER","KMT",1,12790,"PLN",0.23,null,null,null,null,null,null,null,"n93"]
[8419,null,"STEROWNICZE","S62720","0159090007258296240S62720","BIT 750 CY","16G2,5",null,"BITNER","KMT",1,59970,"PLN",0.23,null,null,null,null,null,null,null,"n93"]
[8434,null,"STEROWNICZE","S62739","0159090007258296240S62739","BIT 750 CY","5G10  ",null,"BITNER","KMT",1,73450,"PLN",0.23,null,null,null,null,null,null,null,"n93"]
[8445,null,"STEROWNICZE","S62754","0159090007258296240S62754","BIT 750 CY","2x35",null,"BITNER","KMT",1,100080,"PLN",0.23,null,null,null,null,null,null,null,"n93"]
[8449,null,"STEROWNICZE","S62758","0159090007258296240S62758","BIT 750 CY","2x50",null,"BITNER","KMT",1,141880,"PLN",0.23,null,null,null,null,null,null,null,"n93"]
[8465,null,"STEROWNICZE","S62774","0159090007258296240S62774","BIT 750 CY","4G240",null,"BITNER","KMT",1,1172480,"PLN",0.23,null,null,null,null,null,null,null,"n93"]
[8474,null,"STEROWNICZE","EM9008","0159090007258296240EM9008","BiT CP","1x35",null,"BITNER","KMT",1,37090,"PLN",0.23,null,null,null,null,null,null,null,"n32B"]
[8479,null,"STEROWNICZE","EB0011","0159090007258296240EB0011","BiT Device","Normal (2x1)+(2x1,5)",null,"BITNER","KMT",1,26860,"PLN",0.23,null,null,null,null,null,null,null,"n81"]
[8489,null,"STEROWNICZE","S10650","0159090007258296240S10650","BiT KJAAM ARM","2x(2+1)x0,5+0,5",null,"BITNER","KMT",1,10250,"PLN",0.23,null,null,null,null,null,null,null,"n82"]
[8504,null,"STEROWNICZE","EB0008","0159090007258296240EB0008","BiT L2 BUS Flex","1x2x0,64 (7x0,21)",null,"BITNER","KMT",1,5170,"PLN",0.23,null,null,null,null,null,null,null,"n81"]
[8509,null,"STEROWNICZE","EB0004","0159090007258296240EB0004","BiT L2-BUS outdoor","1x2x1",null,"BITNER","KMT",1,"oferta","PLN",0.23,null,null,null,null,null,null,null,"n81"]
[8523,null,"STEROWNICZE","S32813","0159090007258296240S32813","BiT LiHCH  300/300V ","21x0,14","ekranowany, bezhalogenowy przewód sterowniczy, żyły kolorowe, 300/300V","BITNER","KMT",1,10660,"PLN",0.23,null,null,null,null,null,null,null,"n83"]
[8524,null,"STEROWNICZE","S32814","0159090007258296240S32814","BiT LiHCH  300/300V ","27x0,14","ekranowany, bezhalogenowy przewód sterowniczy, żyły kolorowe, 300/300V","BITNER","KMT",1,"oferta","PLN",0.23,null,null,null,null,null,null,null,"n83"]
[8542,null,"STEROWNICZE","S32832","0159090007258296240S32832","BiT LiHCH  300/300V ","14x0,25","ekranowany, bezhalogenowy przewód sterowniczy, żyły kolorowe, 300/300V","BITNER","KMT",1,9590,"PLN",0.23,null,null,null,null,null,null,null,"n83"]
[8549,null,"STEROWNICZE","S32839","0159090007258296240S32839","BiT LiHCH  300/300V ","37x0,25","ekranowany, bezhalogenowy przewód sterowniczy, żyły kolorowe, 300/300V","BITNER","KMT",1,"oferta","PLN",0.23,null,null,null,null,null,null,null,"n83"]
[8553,null,"STEROWNICZE","S32843","0159090007258296240S32843","BiT LiHCH  300/300V ","52x0,25","ekranowany, bezhalogenowy przewód sterowniczy, żyły kolorowe, 300/300V","BITNER","KMT",1,"oferta","PLN",0.23,null,null,null,null,null,null,null,"n83"]
[8568,null,"STEROWNICZE","S32858","0159090007258296240S32858","BiT LiHCH  300/300V ","20x0,34","ekranowany, bezhalogenowy przewód sterowniczy, żyły kolorowe, 300/300V","BITNER","KMT",1,18720,"PLN",0.23,null,null,null,null,null,null,null,"n83"]
[8579,null,"STEROWNICZE","S32869","0159090007258296240S32869","BiT LiHCH  300/300V ","2x0,5","ekranowany, bezhalogenowy przewód sterowniczy, żyły kolorowe, 300/300V","BITNER","KMT",1,3300,"PLN",0.23,null,null,null,null,null,null,null,"n83"]
[8586,null,"STEROWNICZE","S32876","0159090007258296240S32876","BiT LiHCH  300/300V ","10x0,5","ekranowany, bezhalogenowy przewód sterowniczy, żyły kolorowe, 300/300V","BITNER","KMT",1,11150,"PLN",0.23,null,null,null,null,null,null,null,"n83"]
[8594,null,"STEROWNICZE","S32884","0159090007258296240S32884","BiT LiHCH  300/300V ","30x0,5","ekranowany, bezhalogenowy przewód sterowniczy, żyły kolorowe, 300/300V","BITNER","KMT",1,"oferta","PLN",0.23,null,null,null,null,null,null,null,"n83"]
[8606,null,"STEROWNICZE","S32896","0159090007258296240S32896","BiT LiHCH  300/300V ","6x0,75","ekranowany, bezhalogenowy przewód sterowniczy, żyły kolorowe, 300/300V","BITNER","KMT",1,9310,"PLN",0.23,null,null,null,null,null,null,null,"n83"]
[8613,null,"STEROWNICZE","S32903","0159090007258296240S32903","BiT LiHCH  300/300V ","18x0,75","ekranowany, bezhalogenowy przewód sterowniczy, żyły kolorowe, 300/300V","BITNER","KMT",1,25880,"PLN",0.23,null,null,null,null,null,null,null,"n83"]
[8624,null,"STEROWNICZE","S32914","0159090007258296240S32914","BiT LiHCH  300/300V ","6x1","ekranowany, bezhalogenowy przewód sterowniczy, żyły kolorowe, 300/300V","BITNER","KMT",1,11870,"PLN",0.23,null,null,null,null,null,null,null,"n83"]
[8630,null,"STEROWNICZE","S32920","0159090007258296240S32920","BiT LiHCH  300/300V ","16x1","ekranowany, bezhalogenowy przewód sterowniczy, żyły kolorowe, 300/300V","BITNER","KMT",1,30790,"PLN",0.23,null,null,null,null,null,null,null,"n83"]
[8643,null,"STEROWNICZE","S32933","0159090007258296240S32933","BiT LiHCH  300/300V ","8x1,5","ekranowany, bezhalogenowy przewód sterowniczy, żyły kolorowe, 300/300V","BITNER","KMT",1,22530,"PLN",0.23,null,null,null,null,null,null,null,"n83"]
[8654,null,"STEROWNICZE","S32944","0159090007258296240S32944","BiT LiHCH  300/300V ","2x2,5","ekranowany, bezhalogenowy przewód sterowniczy, żyły kolorowe, 300/300V","BITNER","KMT",1,10030,"PLN",0.23,null,null,null,null,null,null,null,"n83"]
[8663,null,"STEROWNICZE","S32953","0159090007258296240S32953","BiT LiHCH  300/300V ","14x2,5","ekranowany, bezhalogenowy przewód sterowniczy, żyły kolorowe, 300/300V","BITNER","KMT",1,59260,"PLN",0.23,null,null,null,null,null,null,null,"n83"]
[8669,null,"STEROWNICZE","S33201","0159090007258296240S33201","BiT LiHCH  300/300V ","3x2x0,14","ekranowany, bezhalogenowy przewód sterowniczy, żyły kolorowe, 300/300V","BITNER","KMT",1,3590,"PLN",0.23,null,null,null,null,null,null,null,"n83"]
[8683,null,"STEROWNICZE","S33215","0159090007258296240S33215","BiT LiHCH  300/300V ","3x2x0,25","ekranowany, bezhalogenowy przewód sterowniczy, żyły kolorowe, 300/300V","BITNER","KMT",1,5350,"PLN",0.23,null,null,null,null,null,null,null,"n83"]
[8688,null,"STEROWNICZE","S33220","0159090007258296240S33220","BiT LiHCH  300/300V ","8x2x0,25","ekranowany, bezhalogenowy przewód sterowniczy, żyły kolorowe, 300/300V","BITNER","KMT",1,11900,"PLN",0.23,null,null,null,null,null,null,null,"n83"]
[8699,null,"STEROWNICZE","S33231","0159090007258296240S33231","BiT LiHCH  300/300V ","5x2x0,34","ekranowany, bezhalogenowy przewód sterowniczy, żyły kolorowe, 300/300V","BITNER","KMT",1,10700,"PLN",0.23,null,null,null,null,null,null,null,"n83"]
[8707,null,"STEROWNICZE","S33239","0159090007258296240S33239","BiT LiHCH  300/300V ","18x2x0,34","ekranowany, bezhalogenowy przewód sterowniczy, żyły kolorowe, 300/300V","BITNER","KMT",1,29110,"PLN",0.23,null,null,null,null,null,null,null,"n83"]
[8718,null,"STEROWNICZE","S33250","0159090007258296240S33250","BiT LiHCH  300/300V ","12x2x0,5","ekranowany, bezhalogenowy przewód sterowniczy, żyły kolorowe, 300/300V","BITNER","KMT",1,27480,"PLN",0.23,null,null,null,null,null,null,null,"n83"]
[8727,null,"STEROWNICZE","S33259","0159090007258296240S33259","BiT LiHCH  300/300V ","5x2x0,75","ekranowany, bezhalogenowy przewód sterowniczy, żyły kolorowe, 300/300V","BITNER","KMT",1,18280,"PLN",0.23,null,null,null,null,null,null,null,"n83"]
[8743,null,"STEROWNICZE","S33280","0159090007258296240S33280","BiT LiHCH  300/300V ","18x2x1","ekranowany, bezhalogenowy przewód sterowniczy, żyły kolorowe, 300/300V","BITNER","KMT",1,67310,"PLN",0.23,null,null,null,null,null,null,null,"n83"]
[8754,null,"STEROWNICZE","SB5101","0159090007258296240SB5101","BiT LiHCH  300/500V ","3x0,5",null,"BITNER","KMT",1,5580,"PLN",0.23,null,null,null,null,null,null,null,"n83"]
[8760,null,"STEROWNICZE","SB5107","0159090007258296240SB5107","BiT LiHCH  300/500V ","10x0,5",null,"BITNER","KMT",1,13070,"PLN",0.23,null,null,null,null,null,null,null,"n83"]
[8773,null,"STEROWNICZE","SB5120","0159090007258296240SB5120","BiT LiHCH  300/500V ","42x0,5",null,"BITNER","KMT",1,"oferta","PLN",0.23,null,null,null,null,null,null,null,"n83"]
[8780,null,"STEROWNICZE","SB5127","0159090007258296240SB5127","BiT LiHCH  300/500V ","5x0,75",null,"BITNER","KMT",1,10260,"PLN",0.23,null,null,null,null,null,null,null,"n83"]
[8788,null,"STEROWNICZE","SB5135","0159090007258296240SB5135","BiT LiHCH  300/500V ","18x0,75",null,"BITNER","KMT",1,28820,"PLN",0.23,null,null,null,null,null,null,null,"n83"]
[8799,null,"STEROWNICZE","SB5146","0159090007258296240SB5146","BiT LiHCH  300/500V ","56x0,75",null,"BITNER","KMT",1,"oferta","PLN",0.23,null,null,null,null,null,null,null,"n83"]
[8804,null,"STEROWNICZE","SB5151","0159090007258296240SB5151","BiT LiHCH  300/500V ","5x1,0",null,"BITNER","KMT",1,12180,"PLN",0.23,null,null,null,null,null,null,null,"n83"]
[8818,null,"STEROWNICZE","SB5165","0159090007258296240SB5165","BiT LiHCH  300/500V ","34x1,0",null,"BITNER","KMT",1,"oferta","PLN",0.23,null,null,null,null,null,null,null,"n83"]
[8824,null,"STEROWNICZE","SB5171","0159090007258296240SB5171","BiT LiHCH  300/500V ","61x1,0",null,"BITNER","KMT",1,"oferta","PLN",0.23,null,null,null,null,null,null,null,"n83"]
[8833,null,"STEROWNICZE","SB5180","0159090007258296240SB5180","BiT LiHCH  300/500V ","12x1,5",null,"BITNER","KMT",1,34180,"PLN",0.23,null,null,null,null,null,null,null,"n83"]
[8848,null,"STEROWNICZE","SB5195","0159090007258296240SB5195","BiT LiHCH  300/500V ","61x1,5",null,"BITNER","KMT",1,"oferta","PLN",0.23,null,null,null,null,null,null,null,"n83"]
[8857,null,"STEROWNICZE","SB5204","0159090007258296240SB5204","BiT LiHCH  300/500V ","14x2,5",null,"BITNER","KMT",1,63360,"PLN",0.23,null,null,null,null,null,null,null,"n83"]
[8863,null,"STEROWNICZE","SB5210","0159090007258296240SB5210","BiT LiHCH  300/500V ","34x2,5",null,"BITNER","KMT",1,"oferta","PLN",0.23,null,null,null,null,null,null,null,"n83"]
[8874,null,"STEROWNICZE","SB5229","0159090007258296240SB5229","BiT LiHCH  300/500V ","10x2x0,5",null,"BITNER","KMT",1,23780,"PLN",0.23,null,null,null,null,null,null,null,"n83"]
[8881,null,"STEROWNICZE","SB5236","0159090007258296240SB5236","BiT LiHCH  300/500V ","2x2x0,75",null,"BITNER","KMT",1,10090,"PLN",0.23,null,null,null,null,null,null,null,"n83"]
[8893,null,"STEROWNICZE","SB5248","0159090007258296240SB5248","BiT LiHCH  300/500V ","20x2x0,75",null,"BITNER","KMT",1,59700,"PLN",0.23,null,null,null,null,null,null,null,"n83"]
[8901,null,"STEROWNICZE","SB5256","0159090007258296240SB5256","BiT LiHCH  300/500V ","8x2x1,0",null,"BITNER","KMT",1,33830,"PLN",0.23,null,null,null,null,null,null,null,"n83"]
[8908,null,"STEROWNICZE","SB5263","0159090007258296240SB5263","BiT LiHCH  300/500V ","24x2x1,0",null,"BITNER","KMT",1,86970,"PLN",0.23,null,null,null,null,null,null,null,"n83"]
[8919,null,"STEROWNICZE","SB5274","0159090007258296240SB5274","BiT LiHCH  300/500V ","16x2x1,5",null,"BITNER","KMT",1,85240,"PLN",0.23,null,null,null,null,null,null,null,"n83"]
[8934,null,"STEROWNICZE","S33000","0159090007258296240S33000","BiT LiHH  300/300V","2x0,14","bezhalogenowy przewód sterowniczy, żyły kolorowe, 300/300V","BITNER","KMT",1,910,"PLN",0.23,null,null,null,null,null,null,null,"n84"]
[8938,null,"STEROWNICZE","S33004","0159090007258296240S33004","BiT LiHH  300/300V","6x0,14","bezhalogenowy przewód sterowniczy, żyły kolorowe, 300/300V","BITNER","KMT",1,2090,"PLN",0.23,null,null,null,null,null,null,null,"n84"]
[8954,null,"STEROWNICZE","S33020","0159090007258296240S33020","BiT LiHH  300/300V","52x0,14","bezhalogenowy przewód sterowniczy, żyły kolorowe, 300/300V","BITNER","KMT",1,"oferta","PLN",0.23,null,null,null,null,null,null,null,"n84"]
[8963,null,"STEROWNICZE","S33029","0159090007258296240S33029","BiT LiHH  300/300V","8x0,25","bezhalogenowy przewód sterowniczy, żyły kolorowe, 300/300V","BITNER","KMT",1,3880,"PLN",0.23,null,null,null,null,null,null,null,"n84"]
[8968,null,"STEROWNICZE","S33034","0159090007258296240S33034","BiT LiHH  300/300V","18x0,25","bezhalogenowy przewód sterowniczy, żyły kolorowe, 300/300V","BITNER","KMT",1,7850,"PLN",0.23,null,null,null,null,null,null,null,"n84"]
[8978,null,"STEROWNICZE","S33044","0159090007258296240S33044","BiT LiHH  300/300V","56x0,25","bezhalogenowy przewód sterowniczy, żyły kolorowe, 300/300V","BITNER","KMT",1,"oferta","PLN",0.23,null,null,null,null,null,null,null,"n84"]
[8993,null,"STEROWNICZE","S33059","0159090007258296240S33059","BiT LiHH  300/300V","21x0,34","bezhalogenowy przewód sterowniczy, żyły kolorowe, 300/300V","BITNER","KMT",1,12300,"PLN",0.23,null,null,null,null,null,null,null,"n84"]
[8998,null,"STEROWNICZE","S33064","0159090007258296240S33064","BiT LiHH  300/300V","44x0,34","bezhalogenowy przewód sterowniczy, żyły kolorowe, 300/300V","BITNER","KMT",1,"oferta","PLN",0.23,null,null,null,null,null,null,null,"n84"]
[9008,null,"STEROWNICZE","S33074","0159090007258296240S33074","BiT LiHH  300/300V","7x0,5","bezhalogenowy przewód sterowniczy, żyły kolorowe, 300/300V","BITNER","KMT",1,5670,"PLN",0.23,null,null,null,null,null,null,null,"n84"]
[9023,null,"STEROWNICZE","S33089","0159090007258296240S33089","BiT LiHH  300/300V","52x0,5","bezhalogenowy przewód sterowniczy, żyły kolorowe, 300/300V","BITNER","KMT",1,"oferta","PLN",0.23,null,null,null,null,null,null,null,"n84"]
[9031,null,"STEROWNICZE","S33097","0159090007258296240S33097","BiT LiHH  300/300V","7x0,75","bezhalogenowy przewód sterowniczy, żyły kolorowe, 300/300V","BITNER","KMT",1,8060,"PLN",0.23,null,null,null,null,null,null,null,"n84"]
[9038,null,"STEROWNICZE","S33104","0159090007258296240S33104","BiT LiHH  300/300V","20x0,75","bezhalogenowy przewód sterowniczy, żyły kolorowe, 300/300V","BITNER","KMT",1,22060,"PLN",0.23,null,null,null,null,null,null,null,"n84"]
[9043,null,"STEROWNICZE","S33109","0159090007258296240S33109","BiT LiHH  300/300V","40x0,75","bezhalogenowy przewód sterowniczy, żyły kolorowe, 300/300V","BITNER","KMT",1,"oferta","PLN",0.23,null,null,null,null,null,null,null,"n84"]
[9055,null,"STEROWNICZE","S33121","0159090007258296240S33121","BiT LiHH  300/300V","18x1","bezhalogenowy przewód sterowniczy, żyły kolorowe, 300/300V","BITNER","KMT",1,26400,"PLN",0.23,null,null,null,null,null,null,null,"n84"]
[9068,null,"STEROWNICZE","S33134","0159090007258296240S33134","BiT LiHH  300/300V","18x1,5","bezhalogenowy przewód sterowniczy, żyły kolorowe, 300/300V","BITNER","KMT",1,36260,"PLN",0.23,null,null,null,null,null,null,null,"n84"]
[9075,null,"STEROWNICZE","S33141","0159090007258296240S33141","BiT LiHH  300/300V","7x2,5","bezhalogenowy przewód sterowniczy, żyły kolorowe, 300/300V","BITNER","KMT",1,24110,"PLN",0.23,null,null,null,null,null,null,null,"n84"]
[9083,null,"STEROWNICZE","S33404","0159090007258296240S33404","BiT LiHH  300/300V","6x2x0,14","bezhalogenowy przewód sterowniczy, żyły kolorowe, 300/300V","BITNER","KMT",1,3380,"PLN",0.23,null,null,null,null,null,null,null,"n84"]
[9098,null,"STEROWNICZE","S33419","0159090007258296240S33419","BiT LiHH  300/300V","7x2x0,25","bezhalogenowy przewód sterowniczy, żyły kolorowe, 300/300V","BITNER","KMT",1,6360,"PLN",0.23,null,null,null,null,null,null,null,"n84"]
[9108,null,"STEROWNICZE","S33429","0159090007258296240S33429","BiT LiHH  300/300V","3x2x0,34","bezhalogenowy przewód sterowniczy, żyły kolorowe, 300/300V","BITNER","KMT",1,3790,"PLN",0.23,null,null,null,null,null,null,null,"n84"]
[9113,null,"STEROWNICZE","S33434","0159090007258296240S33434","BiT LiHH  300/300V","8x2x0,34","bezhalogenowy przewód sterowniczy, żyły kolorowe, 300/300V","BITNER","KMT",1,9710,"PLN",0.23,null,null,null,null,null,null,null,"n84"]
[9128,null,"STEROWNICZE","S33449","0159090007258296240S33449","BiT LiHH  300/300V","10x2x0,5","bezhalogenowy przewód sterowniczy, żyły kolorowe, 300/300V","BITNER","KMT",1,15850,"PLN",0.23,null,null,null,null,null,null,null,"n84"]
[9138,null,"STEROWNICZE","S33459","0159090007258296240S33459","BiT LiHH  300/300V","5x2x0,75","bezhalogenowy przewód sterowniczy, żyły kolorowe, 300/300V","BITNER","KMT",1,11840,"PLN",0.23,null,null,null,null,null,null,null,"n84"]
[9143,null,"STEROWNICZE","S33464","0159090007258296240S33464","BiT LiHH  300/300V","16x2x0,75","bezhalogenowy przewód sterowniczy, żyły kolorowe, 300/300V","BITNER","KMT",1,36110,"PLN",0.23,null,null,null,null,null,null,null,"n84"]
[9152,null,"STEROWNICZE","S33473","0159090007258296240S33473","BiT LiHH  300/300V","14x2x1","bezhalogenowy przewód sterowniczy, żyły kolorowe, 300/300V","BITNER","KMT",1,42050,"PLN",0.23,null,null,null,null,null,null,null,"n84"]
[9158,null,"STEROWNICZE","S33479","0159090007258296240S33479","BiT LiHH  300/300V","5x2x1,5","bezhalogenowy przewód sterowniczy, żyły kolorowe, 300/300V","BITNER","KMT",1,22010,"PLN",0.23,null,null,null,null,null,null,null,"n84"]
[9168,null,"STEROWNICZE","SB4904","0159090007258296240SB4904","BiT LiHH  300/500V","7x0,5",null,"BITNER","KMT",1,5340,"PLN",0.23,null,null,null,null,null,null,null,"n84"]
[9183,null,"STEROWNICZE","SB4919","0159090007258296240SB4919","BiT LiHH  300/500V","42x0,5",null,"BITNER","KMT",1,"oferta","PLN",0.23,null,null,null,null,null,null,null,"n84"]
[9188,null,"STEROWNICZE","SB4924","0159090007258296240SB4924","BiT LiHH  300/500V","3x0,75",null,"BITNER","KMT",1,3780,"PLN",0.23,null,null,null,null,null,null,null,"n84"]
[9205,null,"STEROWNICZE","SB4941","0159090007258296240SB4941","BiT LiHH  300/500V","37x0,75",null,"BITNER","KMT",1,38140,"PLN",0.23,null,null,null,null,null,null,null,"n84"]
[9213,null,"STEROWNICZE","SB4949","0159090007258296240SB4949","BiT LiHH  300/500V","4x1,0",null,"BITNER","KMT",1,5990,"PLN",0.23,null,null,null,null,null,null,null,"n84"]
[9221,null,"STEROWNICZE","SB4957","0159090007258296240SB4957","BiT LiHH  300/500V","16x1,0",null,"BITNER","KMT",1,21240,"PLN",0.23,null,null,null,null,null,null,null,"n84"]
[9228,null,"STEROWNICZE","SB4964","0159090007258296240SB4964","BiT LiHH  300/500V","34x1,0",null,"BITNER","KMT",1,"oferta","PLN",0.23,null,null,null,null,null,null,null,"n84"]
[9243,null,"STEROWNICZE","SB4979","0159090007258296240SB4979","BiT LiHH  300/500V","12x1,5",null,"BITNER","KMT",1,22860,"PLN",0.23,null,null,null,null,null,null,null,"n84"]
[9249,null,"STEROWNICZE","SB4985","0159090007258296240SB4985","BiT LiHH  300/500V","25x1,5",null,"BITNER","KMT",1,48260,"PLN",0.23,null,null,null,null,null,null,null,"n84"]
[9258,null,"STEROWNICZE","SB4994","0159090007258296240SB4994","BiT LiHH  300/500V","61x1,5",null,"BITNER","KMT",1,"oferta","PLN",0.23,null,null,null,null,null,null,null,"n84"]
[9273,null,"STEROWNICZE","SB5027","0159090007258296240SB5027","BiT LiHH  300/500V ","8x2x0,5",null,"BITNER","KMT",1,12300,"PLN",0.23,null,null,null,null,null,null,null,"n84"]
[9282,null,"STEROWNICZE","SB5036","0159090007258296240SB5036","BiT LiHH  300/500V ","3x2x0,75",null,"BITNER","KMT",1,7110,"PLN",0.23,null,null,null,null,null,null,null,"n84"]
[9288,null,"STEROWNICZE","SB5042","0159090007258296240SB5042","BiT LiHH  300/500V ","10x2x0,75",null,"BITNER","KMT",1,21850,"PLN",0.23,null,null,null,null,null,null,null,"n84"]
[9298,null,"STEROWNICZE","SB5052","0159090007258296240SB5052","BiT LiHH  300/500V ","5x2x1,0",null,"BITNER","KMT",1,14550,"PLN",0.23,null,null,null,null,null,null,null,"n84"]
[9303,null,"STEROWNICZE","SB5057","0159090007258296240SB5057","BiT LiHH  300/500V ","12x2x1,0",null,"BITNER","KMT",1,32750,"PLN",0.23,null,null,null,null,null,null,null,"n84"]
[9318,null,"STEROWNICZE","SB5072","0159090007258296240SB5072","BiT LiHH  300/500V ","14x2x1,5",null,"BITNER","KMT",1,54000,"PLN",0.23,null,null,null,null,null,null,null,"n84"]
[9326,null,"STEROWNICZE","SB5080","0159090007258296240SB5080","BiT LiHH  300/500V ","5x2x2,5",null,"BITNER","KMT",1,32580,"PLN",0.23,null,null,null,null,null,null,null,"n84"]
[9333,null,"STEROWNICZE","SB5087","0159090007258296240SB5087","BiT LiHH  300/500V ","16x2x2,5",null,"BITNER","KMT",1,100550,"PLN",0.23,null,null,null,null,null,null,null,"n84"]
[9342,null,"STEROWNICZE","S30508","0159090007258296240S30508","BiT LiYCY  300/300V","12x0,14","elastyczny przewód sterowniczy ekranowany o żyłach kolorowych","BITNER","KMT",1,5180,"PLN",0.23,null,null,null,null,null,null,null,"n83"]
[9358,null,"STEROWNICZE","S30530","0159090007258296240S30530","BiT LiYCY  300/300V","3x0,25","elastyczny przewód sterowniczy ekranowany o żyłach kolorowych","BITNER","KMT",1,2550,"PLN",0.23,null,null,null,null,null,null,null,"n83"]
[9363,null,"STEROWNICZE","S30535","0159090007258296240S30535","BiT LiYCY  300/300V","8x0,25","elastyczny przewód sterowniczy ekranowany o żyłach kolorowych","BITNER","KMT",1,5180,"PLN",0.23,null,null,null,null,null,null,null,"n83"]
[9375,null,"STEROWNICZE","S30550","0159090007258296240S30550","BiT LiYCY  300/300V","44x0,25","elastyczny przewód sterowniczy ekranowany o żyłach kolorowych","BITNER","KMT",1,"oferta","PLN",0.23,null,null,null,null,null,null,null,"n83"]
[9388,null,"STEROWNICZE","S30565","0159090007258296240S30565","BiT LiYCY  300/300V","12x0,34","elastyczny przewód sterowniczy ekranowany o żyłach kolorowych","BITNER","KMT",1,10320,"PLN",0.23,null,null,null,null,null,null,null,"n83"]
[9395,null,"STEROWNICZE","S30574","0159090007258296240S30574","BiT LiYCY  300/300V","30x0,34","elastyczny przewód sterowniczy ekranowany o żyłach kolorowych","BITNER","KMT",1,"oferta","PLN",0.23,null,null,null,null,null,null,null,"n83"]
[9403,null,"STEROWNICZE","S30587","0159090007258296240S30587","BiT LiYCY  300/300V","2x0,5","elastyczny przewód sterowniczy ekranowany o żyłach kolorowych","BITNER","KMT",1,2750,"PLN",0.23,null,null,null,null,null,null,null,"n83"]
[9408,null,"STEROWNICZE","S30592","0159090007258296240S30592","BiT LiYCY  300/300V","7x0,5","elastyczny przewód sterowniczy ekranowany o żyłach kolorowych","BITNER","KMT",1,6310,"PLN",0.23,null,null,null,null,null,null,null,"n83"]
[9419,null,"STEROWNICZE","S30605","0159090007258296240S30605","BiT LiYCY  300/300V","37x0,5","elastyczny przewód sterowniczy ekranowany o żyłach kolorowych","BITNER","KMT",1,"oferta","PLN",0.23,null,null,null,null,null,null,null,"n83"]
[9433,null,"STEROWNICZE","S30622","0159090007258296240S30622","BiT LiYCY  300/300V","10x0,75","elastyczny przewód sterowniczy ekranowany o żyłach kolorowych","BITNER","KMT",1,12310,"PLN",0.23,null,null,null,null,null,null,null,"n83"]
[9439,null,"STEROWNICZE","S30628","0159090007258296240S30628","BiT LiYCY  300/300V","21x0,75","elastyczny przewód sterowniczy ekranowany o żyłach kolorowych","BITNER","KMT",1,24310,"PLN",0.23,null,null,null,null,null,null,null,"n83"]
[9448,null,"STEROWNICZE","S30641","0159090007258296240S30641","BiT LiYCY  300/300V","6x1","elastyczny przewód sterowniczy ekranowany o żyłach kolorowych","BITNER","KMT",1,9890,"PLN",0.23,null,null,null,null,null,null,null,"n83"]
[9463,null,"STEROWNICZE","S30659","0159090007258296240S30659","BiT LiYCY  300/300V","4x1,5","elastyczny przewód sterowniczy ekranowany o żyłach kolorowych","BITNER","KMT",1,9110,"PLN",0.23,null,null,null,null,null,null,null,"n83"]
[9472,null,"STEROWNICZE","S30668","0159090007258296240S30668","BiT LiYCY  300/300V","18x1,5","elastyczny przewód sterowniczy ekranowany o żyłach kolorowych","BITNER","KMT",1,37350,"PLN",0.23,null,null,null,null,null,null,null,"n83"]
[9478,null,"STEROWNICZE","S30677","0159090007258296240S30677","BiT LiYCY  300/300V","2x2,5","elastyczny przewód sterowniczy ekranowany o żyłach kolorowych","BITNER","KMT",1,8360,"PLN",0.23,null,null,null,null,null,null,null,"n83"]
[9493,null,"STEROWNICZE","S30801","0159090007258296240S30801","BiT LiYCY  300/300V","3x2x0,14","elastyczny przewód sterowniczy ekranowany o żyłach kolorowych","BITNER","KMT",1,2870,"PLN",0.23,null,null,null,null,null,null,null,"n83"]
[9496,null,"STEROWNICZE","S30804","0159090007258296240S30804","BiT LiYCY  300/300V","6x2x0,14","elastyczny przewód sterowniczy ekranowany o żyłach kolorowych","BITNER","KMT",1,4520,"PLN",0.23,null,null,null,null,null,null,null,"n83"]
[9508,null,"STEROWNICZE","S30819","0159090007258296240S30819","BiT LiYCY  300/300V","4x2x0,25","elastyczny przewód sterowniczy ekranowany o żyłach kolorowych","BITNER","KMT",1,5000,"PLN",0.23,null,null,null,null,null,null,null,"n83"]
[9516,null,"STEROWNICZE","S30827","0159090007258296240S30827","BiT LiYCY  300/300V","16x2x0,25","elastyczny przewód sterowniczy ekranowany o żyłach kolorowych","BITNER","KMT",1,16760,"PLN",0.23,null,null,null,null,null,null,null,"n83"]
[9523,null,"STEROWNICZE","S30837","0159090007258296240S30837","BiT LiYCY  300/300V","5x2x0,34","elastyczny przewód sterowniczy ekranowany o żyłach kolorowych","BITNER","KMT",1,8560,"PLN",0.23,null,null,null,null,null,null,null,"n83"]
[9538,null,"STEROWNICZE","S30853","0159090007258296240S30853","BiT LiYCY  300/300V","6x2x0,5","elastyczny przewód sterowniczy ekranowany o żyłach kolorowych","BITNER","KMT",1,12650,"PLN",0.23,null,null,null,null,null,null,null,"n83"]
[9549,null,"STEROWNICZE","S30865","0159090007258296240S30865","BiT LiYCY  300/300V","3x2x0,75","elastyczny przewód sterowniczy ekranowany o żyłach kolorowych","BITNER","KMT",1,9660,"PLN",0.23,null,null,null,null,null,null,null,"n83"]
[9553,null,"STEROWNICZE","S30871","0159090007258296240S30871","BiT LiYCY  300/300V","10x2x0,75","elastyczny przewód sterowniczy ekranowany o żyłach kolorowych","BITNER","KMT",1,25410,"PLN",0.23,null,null,null,null,null,null,null,"n83"]
[9569,null,"STEROWNICZE","S30891","0159090007258296240S30891","BiT LiYCY  300/300V","3x2x1,5","elastyczny przewód sterowniczy ekranowany o żyłach kolorowych","BITNER","KMT",1,16020,"PLN",0.23,null,null,null,null,null,null,null,"n83"]
[9572,null,"STEROWNICZE","S30895","0159090007258296240S30895","BiT LiYCY  300/300V","7x2x1,5","elastyczny przewód sterowniczy ekranowany o żyłach kolorowych","BITNER","KMT",1,31820,"PLN",0.23,null,null,null,null,null,null,null,"n83"]
[9583,null,"STEROWNICZE","S53779","0159090007258296240S53779","BiT LiYCY  300/500V","42x0,75","Elastyczne przewody sterownicze ekranowane, żyły kolorowe, 300/500 V","BITNER","KMT",1,"oferta","PLN",0.23,null,null,null,null,null,null,null,"n83"]
[9593,null,"STEROWNICZE","S53789","0159090007258296240S53789","BiT LiYCY  300/500V","56x1,5","Elastyczne przewody sterownicze ekranowane, żyły kolorowe, 300/500 V","BITNER","KMT",1,"oferta","PLN",0.23,null,null,null,null,null,null,null,"n83"]
[9608,null,"STEROWNICZE","S53812","0159090007258296240S53812","BiT LiYCY  300/500V","18x0,5","Elastyczne przewody sterownicze ekranowane, żyły kolorowe, 300/500 V","BITNER","KMT",1,17470,"PLN",0.23,null,null,null,null,null,null,null,"n83"]
[9613,null,"STEROWNICZE","S53820","0159090007258296240S53820","BiT LiYCY  300/500V","40x0,5","Elastyczne przewody sterownicze ekranowane, żyły kolorowe, 300/500 V","BITNER","KMT",1,"oferta","PLN",0.23,null,null,null,null,null,null,null,"n83"]
[9627,null,"STEROWNICZE","S53840","0159090007258296240S53840","BiT LiYCY  300/500V","18x0,75","Elastyczne przewody sterownicze ekranowane, żyły kolorowe, 300/500 V","BITNER","KMT",1,24020,"PLN",0.23,null,null,null,null,null,null,null,"n83"]
[9638,null,"STEROWNICZE","S53854","0159090007258296240S53854","BiT LiYCY  300/500V","5x1,0","Elastyczne przewody sterownicze ekranowane, żyły kolorowe, 300/500 V","BITNER","KMT",1,10150,"PLN",0.23,null,null,null,null,null,null,null,"n83"]
[9646,null,"STEROWNICZE","S53862","0159090007258296240S53862","BiT LiYCY  300/500V","18x1,0","Elastyczne przewody sterownicze ekranowane, żyły kolorowe, 300/500 V","BITNER","KMT",1,29770,"PLN",0.23,null,null,null,null,null,null,null,"n83"]
[9653,null,"STEROWNICZE","S53872","0159090007258296240S53872","BiT LiYCY  300/500V","3x1,5","Elastyczne przewody sterownicze ekranowane, żyły kolorowe, 300/500 V","BITNER","KMT",1,9100,"PLN",0.23,null,null,null,null,null,null,null,"n83"]
[9666,null,"STEROWNICZE","S53888","0159090007258296240S53888","BiT LiYCY  300/500V","30x1,5","Elastyczne przewody sterownicze ekranowane, żyły kolorowe, 300/500 V","BITNER","KMT",1,"oferta","PLN",0.23,null,null,null,null,null,null,null,"n83"]
[9672,null,"STEROWNICZE","S53895","0159090007258296240S53895","BiT LiYCY  300/500V","6x2,5","Elastyczne przewody sterownicze ekranowane, żyły kolorowe, 300/500 V","BITNER","KMT",1,23940,"PLN",0.23,null,null,null,null,null,null,null,"n83"]
[9683,null,"STEROWNICZE","S53912","0159090007258296240S53912","BiT LiYCY  300/500V","50x2,5","Elastyczne przewody sterownicze ekranowane, żyły kolorowe, 300/500 V","BITNER","KMT",1,"oferta","PLN",0.23,null,null,null,null,null,null,null,"n83"]
[9690,null,"STEROWNICZE","S53921","0159090007258296240S53921","BiT LiYCY  300/500V","61x1,0","Elastyczne przewody sterownicze ekranowane, żyły kolorowe, 300/500 V","BITNER","KMT",1,"oferta","PLN",0.23,null,null,null,null,null,null,null,"n83"]
[9702,null,"STEROWNICZE","S53936","0159090007258296240S53936","BiT LiYCY  300/500V","18x2x0,5","Elastyczne przewody sterownicze ekranowane, żyły kolorowe, 300/500 V","BITNER","KMT",1,31390,"PLN",0.23,null,null,null,null,null,null,null,"n83"]
[9713,null,"STEROWNICZE","S53947","0159090007258296240S53947","BiT LiYCY  300/500V","12x2x0,75","Elastyczne przewody sterownicze ekranowane, żyły kolorowe, 300/500 V","BITNER","KMT",1,31290,"PLN",0.23,null,null,null,null,null,null,null,"n83"]
[9723,null,"STEROWNICZE","S53957","0159090007258296240S53957","BiT LiYCY  300/500V","6x2x1,0","Elastyczne przewody sterownicze ekranowane, żyły kolorowe, 300/500 V","BITNER","KMT",1,21070,"PLN",0.23,null,null,null,null,null,null,null,"n83"]
[9728,null,"STEROWNICZE","S53962","0159090007258296240S53962","BiT LiYCY  300/500V","14x2x1,0","Elastyczne przewody sterownicze ekranowane, żyły kolorowe, 300/500 V","BITNER","KMT",1,44240,"PLN",0.23,null,null,null,null,null,null,null,"n83"]
[9743,null,"STEROWNICZE","S53977","0159090007258296240S53977","BiT LiYCY  300/500V","16x2x1,5","Elastyczne przewody sterownicze ekranowane, żyły kolorowe, 300/500 V","BITNER","KMT",1,69300,"PLN",0.23,null,null,null,null,null,null,null,"n83"]
[9747,null,"STEROWNICZE","S53981","0159090007258296240S53981","BiT LiYCY  300/500V","2x2x2,5","Elastyczne przewody sterownicze ekranowane, żyły kolorowe, 300/500 V","BITNER","KMT",1,18200,"PLN",0.23,null,null,null,null,null,null,null,"n83"]
[9758,null,"STEROWNICZE","S32600","0159090007258296240S32600","BiT LiYCYn  300/300V","2x0,14",null,"BITNER","KMT",1,1970,"PLN",0.23,null,null,null,null,null,null,null,"n83"]
[9767,null,"STEROWNICZE","S32609","0159090007258296240S32609","BiT LiYCYn  300/300V","14x0,14",null,"BITNER","KMT",1,6240,"PLN",0.23,null,null,null,null,null,null,null,"n83"]
[9773,null,"STEROWNICZE","S32615","0159090007258296240S32615","BiT LiYCYn  300/300V","30x0,14",null,"BITNER","KMT",1,"oferta","PLN",0.23,null,null,null,null,null,null,null,"n83"]
[9787,null,"STEROWNICZE","S32629","0159090007258296240S32629","BiT LiYCYn  300/300V","8x0,25",null,"BITNER","KMT",1,5700,"PLN",0.23,null,null,null,null,null,null,null,"n83"]
[9792,null,"STEROWNICZE","S32634","0159090007258296240S32634","BiT LiYCYn  300/300V","18x0,25",null,"BITNER","KMT",1,12110,"PLN",0.23,null,null,null,null,null,null,null,"n83"]
[9803,null,"STEROWNICZE","S32645","0159090007258296240S32645","BiT LiYCYn  300/300V","61x0,25",null,"BITNER","KMT",1,"oferta","PLN",0.23,null,null,null,null,null,null,null,"n83"]
[9820,null,"STEROWNICZE","S32662","0159090007258296240S32662","BiT LiYCYn  300/300V","37x0,34",null,"BITNER","KMT",1,"oferta","PLN",0.23,null,null,null,null,null,null,null,"n83"]
[9822,null,"STEROWNICZE","S32664","0159090007258296240S32664","BiT LiYCYn  300/300V","44x0,34",null,"BITNER","KMT",1,"oferta","PLN",0.23,null,null,null,null,null,null,null,"n83"]
[9831,null,"STEROWNICZE","S32673","0159090007258296240S32673","BiT LiYCYn  300/300V","6x0,5",null,"BITNER","KMT",1,6360,"PLN",0.23,null,null,null,null,null,null,null,"n83"]
[9847,null,"STEROWNICZE","S32689","0159090007258296240S32689","BiT LiYCYn  300/300V","52x0,5",null,"BITNER","KMT",1,"oferta","PLN",0.23,null,null,null,null,null,null,null,"n83"]
[9858,null,"STEROWNICZE","S32700","0159090007258296240S32700","BiT LiYCYn  300/300V","12x0,75",null,"BITNER","KMT",1,17060,"PLN",0.23,null,null,null,null,null,null,null,"n83"]
[9864,null,"STEROWNICZE","S32706","0159090007258296240S32706","BiT LiYCYn  300/300V","27x0,75",null,"BITNER","KMT",1,33790,"PLN",0.23,null,null,null,null,null,null,null,"n83"]
[9877,null,"STEROWNICZE","S32719","0159090007258296240S32719","BiT LiYCYn  300/300V","14x1",null,"BITNER","KMT",1,25040,"PLN",0.23,null,null,null,null,null,null,null,"n83"]
[9884,null,"STEROWNICZE","S32726","0159090007258296240S32726","BiT LiYCYn  300/300V","37x1",null,"BITNER","KMT",1,"oferta","PLN",0.23,null,null,null,null,null,null,null,"n83"]
[9892,null,"STEROWNICZE","S32734","0159090007258296240S32734","BiT LiYCYn  300/300V","10x1,5",null,"BITNER","KMT",1,25540,"PLN",0.23,null,null,null,null,null,null,null,"n83"]
[9907,null,"STEROWNICZE","S32749","0159090007258296240S32749","BiT LiYCYn  300/300V","7x2,5",null,"BITNER","KMT",1,27450,"PLN",0.23,null,null,null,null,null,null,null,"n83"]
[9908,null,"STEROWNICZE","S32750","0159090007258296240S32750","BiT LiYCYn  300/300V","8x2,5",null,"BITNER","KMT",1,31560,"PLN",0.23,null,null,null,null,null,null,null,"n83"]
[9922,null,"STEROWNICZE","S34456","0159090007258296240S34456","BiT LiYCYn  300/300V","8x2x0,14",null,"BITNER","KMT",1,7590,"PLN",0.23,null,null,null,null,null,null,null,"n83"]
[9933,null,"STEROWNICZE","S34467","0159090007258296240S34467","BiT LiYCYn  300/300V","5x2x0,25",null,"BITNER","KMT",1,6460,"PLN",0.23,null,null,null,null,null,null,null,"n83"]
[9941,null,"STEROWNICZE","S34475","0159090007258296240S34475","BiT LiYCYn  300/300V","18x2x0,25",null,"BITNER","KMT",1,20030,"PLN",0.23,null,null,null,null,null,null,null,"n83"]
[9952,null,"STEROWNICZE","S34486","0159090007258296240S34486","BiT LiYCYn  300/300V","12x2x0,34",null,"BITNER","KMT",1,18470,"PLN",0.23,null,null,null,null,null,null,null,"n83"]
[9961,null,"STEROWNICZE","S34495","0159090007258296240S34495","BiT LiYCYn  300/300V","5x2x0,5",null,"BITNER","KMT",1,12470,"PLN",0.23,null,null,null,null,null,null,null,"n83"]
[9967,null,"STEROWNICZE","S34501","0159090007258296240S34501","BiT LiYCYn  300/300V","14x2x0,5",null,"BITNER","KMT",1,27270,"PLN",0.23,null,null,null,null,null,null,null,"n83"]
[9978,null,"STEROWNICZE","S34512","0159090007258296240S34512","BiT LiYCYn  300/300V","12x2x0,75",null,"BITNER","KMT",1,32770,"PLN",0.23,null,null,null,null,null,null,null,"n83"]
[9985,null,"STEROWNICZE","S34519","0159090007258296240S34519","BiT LiYCYn  300/300V","5x2x1",null,"BITNER","KMT",1,20460,"PLN",0.23,null,null,null,null,null,null,null,"n83"]
[9997,null,"STEROWNICZE","S34531","0159090007258296240S34531","BiT LiYCYn  300/300V","10x2x1,5",null,"BITNER","KMT",1,47710,"PLN",0.23,null,null,null,null,null,null,null,"n83"]
[10005,null,"STEROWNICZE","SB8054","0159090007258296240SB8054","BiT LiYCYn  300/500V","6x0,5",null,"BITNER","KMT",1,8320,"PLN",0.23,null,null,null,null,null,null,null,"n83"]
[10022,null,"STEROWNICZE","SB8071","0159090007258296240SB8071","BiT LiYCYn  300/500V","50x0,5",null,"BITNER","KMT",1,"oferta","PLN",0.23,null,null,null,null,null,null,null,"n83"]
[10027,null,"STEROWNICZE","SB8076","0159090007258296240SB8076","BiT LiYCYn  300/500V","4x0,75",null,"BITNER","KMT",1,8230,"PLN",0.23,null,null,null,null,null,null,null,"n83"]
[10038,null,"STEROWNICZE","SB8087","0159090007258296240SB8087","BiT LiYCYn  300/500V","21x0,75",null,"BITNER","KMT",1,29920,"PLN",0.23,null,null,null,null,null,null,null,"n83"]
[10042,null,"STEROWNICZE","SB8091","0159090007258296240SB8091","BiT LiYCYn  300/500V","34x0,75",null,"BITNER","KMT",1,"oferta","PLN",0.23,null,null,null,null,null,null,null,"n83"]
[10058,null,"STEROWNICZE","SB8107","0159090007258296240SB8107","BiT LiYCYn  300/500V","14x1,0",null,"BITNER","KMT",1,26080,"PLN",0.23,null,null,null,null,null,null,null,"n83"]
[10067,null,"STEROWNICZE","SB8116","0159090007258296240SB8116","BiT LiYCYn  300/500V","37x1,0",null,"BITNER","KMT",1,"oferta","PLN",0.23,null,null,null,null,null,null,null,"n83"]
[10072,null,"STEROWNICZE","SB8121","0159090007258296240SB8121","BiT LiYCYn  300/500V","61x1,0",null,"BITNER","KMT",1,"oferta","PLN",0.23,null,null,null,null,null,null,null,"n83"]
[10082,null,"STEROWNICZE","SB8131","0159090007258296240SB8131","BiT LiYCYn  300/500V","14x1,5",null,"BITNER","KMT",1,35720,"PLN",0.23,null,null,null,null,null,null,null,"n83"]
[10097,null,"STEROWNICZE","SB8146","0159090007258296240SB8146","BiT LiYCYn  300/500V","2x2,5",null,"BITNER","KMT",1,11250,"PLN",0.23,null,null,null,null,null,null,null,"n83"]
[10107,null,"STEROWNICZE","SB8156","0159090007258296240SB8156","BiT LiYCYn  300/500V","18x2,5",null,"BITNER","KMT",1,72910,"PLN",0.23,null,null,null,null,null,null,null,"n83"]
[10112,null,"STEROWNICZE","SB8161","0159090007258296240SB8161","BiT LiYCYn  300/500V","37x2,5",null,"BITNER","KMT",1,"oferta","PLN",0.23,null,null,null,null,null,null,null,"n83"]
[10127,null,"STEROWNICZE","SB8212","0159090007258296240SB8212","BiT LiYCYn  300/500V","20x2x0,5",null,"BITNER","KMT",1,37600,"PLN",0.23,null,null,null,null,null,null,null,"n83"]
[10135,null,"STEROWNICZE","SB8220","0159090007258296240SB8220","BiT LiYCYn  300/500V","8x2x0,75",null,"BITNER","KMT",1,24500,"PLN",0.23,null,null,null,null,null,null,null,"n83"]
[10142,null,"STEROWNICZE","SB8227","0159090007258296240SB8227","BiT LiYCYn  300/500V","24x2x0,75",null,"BITNER","KMT",1,62060,"PLN",0.23,null,null,null,null,null,null,null,"n83"]
[10157,null,"STEROWNICZE","SB8242","0159090007258296240SB8242","BiT LiYCYn  300/500V","2x2x1,5",null,"BITNER","KMT",1,14260,"PLN",0.23,null,null,null,null,null,null,null,"n83"]
[10159,null,"STEROWNICZE","SB8244","0159090007258296240SB8244","BiT LiYCYn  300/500V","4x2x1,5",null,"BITNER","KMT",1,22690,"PLN",0.23,null,null,null,null,null,null,null,"n83"]
[10172,null,"STEROWNICZE","SB8257","0159090007258296240SB8257","BiT LiYCYn  300/500V","3x2x2,5",null,"BITNER","KMT",1,26820,"PLN",0.23,null,null,null,null,null,null,null,"n83"]
[10179,null,"STEROWNICZE","SB8264","0159090007258296240SB8264","BiT LiYCYn  300/500V","12x2x2,5",null,"BITNER","KMT",1,90530,"PLN",0.23,null,null,null,null,null,null,null,"n83"]
[10187,null,"STEROWNICZE","S34705","0159090007258296240S34705","BiT LiYCYo  300/300V","7x0,14",null,"BITNER","KMT",1,4760,"PLN",0.23,null,null,null,null,null,null,null,"n83"]
[10202,null,"STEROWNICZE","S34720","0159090007258296240S34720","BiT LiYCYo  300/300V","52x0,14",null,"BITNER","KMT",1,"oferta","PLN",0.23,null,null,null,null,null,null,null,"n83"]
[10212,null,"STEROWNICZE","S34730","0159090007258296240S34730","BiT LiYCYo  300/300V","10x0,25",null,"BITNER","KMT",1,8450,"PLN",0.23,null,null,null,null,null,null,null,"n83"]
[10217,null,"STEROWNICZE","S34735","0159090007258296240S34735","BiT LiYCYo  300/300V","20x0,25",null,"BITNER","KMT",1,16550,"PLN",0.23,null,null,null,null,null,null,null,"n83"]
[10228,null,"STEROWNICZE","S34746","0159090007258296240S34746","BiT LiYCYo  300/300V","2x0,34",null,"BITNER","KMT",1,3330,"PLN",0.23,null,null,null,null,null,null,null,"n83"]
[10242,null,"STEROWNICZE","S34760","0159090007258296240S34760","BiT LiYCYo  300/300V","27x0,34",null,"BITNER","KMT",1,"oferta","PLN",0.23,null,null,null,null,null,null,null,"n83"]
[10247,null,"STEROWNICZE","S34765","0159090007258296240S34765","BiT LiYCYo  300/300V","48x0,34",null,"BITNER","KMT",1,"oferta","PLN",0.23,null,null,null,null,null,null,null,"n83"]
[10256,null,"STEROWNICZE","S34774","0159090007258296240S34774","BiT LiYCYo  300/300V","7x0,5",null,"BITNER","KMT",1,7890,"PLN",0.23,null,null,null,null,null,null,null,"n83"]
[10272,null,"STEROWNICZE","S34790","0159090007258296240S34790","BiT LiYCYo  300/300V","56x0,5",null,"BITNER","KMT",1,"oferta","PLN",0.23,null,null,null,null,null,null,null,"n83"]
[10281,null,"STEROWNICZE","S34799","0159090007258296240S34799","BiT LiYCYo  300/300V","10x0,75",null,"BITNER","KMT",1,15020,"PLN",0.23,null,null,null,null,null,null,null,"n83"]
[10287,null,"STEROWNICZE","S34805","0159090007258296240S34805","BiT LiYCYo  300/300V","21x0,75",null,"BITNER","KMT",1,29170,"PLN",0.23,null,null,null,null,null,null,null,"n83"]
[10292,null,"STEROWNICZE","S34810","0159090007258296240S34810","BiT LiYCYo  300/300V","2x1",null,"BITNER","KMT",1,5890,"PLN",0.23,null,null,null,null,null,null,null,"n83"]
[10309,null,"STEROWNICZE","S34827","0159090007258296240S34827","BiT LiYCYo  300/300V","2x1,5",null,"BITNER","KMT",1,6960,"PLN",0.23,null,null,null,null,null,null,null,"n83"]
[10317,null,"STEROWNICZE","S34835","0159090007258296240S34835","BiT LiYCYo  300/300V","12x1,5",null,"BITNER","KMT",1,31150,"PLN",0.23,null,null,null,null,null,null,null,"n83"]
[10322,null,"STEROWNICZE","S34840","0159090007258296240S34840","BiT LiYCYo  300/300V","21x1,5",null,"BITNER","KMT",1,51250,"PLN",0.23,null,null,null,null,null,null,null,"n83"]
[10333,null,"STEROWNICZE","S34851","0159090007258296240S34851","BiT LiYCYo  300/300V","10x2,5",null,"BITNER","KMT",1,42420,"PLN",0.23,null,null,null,null,null,null,null,"n83"]
[10347,null,"STEROWNICZE","S35007","0159090007258296240S35007","BiT LiYCYo  300/300V","10x2x0,14",null,"BITNER","KMT",1,10330,"PLN",0.23,null,null,null,null,null,null,null,"n83"]
[10358,null,"STEROWNICZE","S35018","0159090007258296240S35018","BiT LiYCYo  300/300V","6x2x0,25",null,"BITNER","KMT",1,9690,"PLN",0.23,null,null,null,null,null,null,null,"n83"]
[10362,null,"STEROWNICZE","S35022","0159090007258296240S35022","BiT LiYCYo  300/300V","12x2x0,25",null,"BITNER","KMT",1,17400,"PLN",0.23,null,null,null,null,null,null,null,"n83"]
[10377,null,"STEROWNICZE","S35037","0159090007258296240S35037","BiT LiYCYo  300/300V","14x2x0,34",null,"BITNER","KMT",1,24200,"PLN",0.23,null,null,null,null,null,null,null,"n83"]
[10386,null,"STEROWNICZE","S35046","0159090007258296240S35046","BiT LiYCYo  300/300V","6x2x0,5",null,"BITNER","KMT",1,16190,"PLN",0.23,null,null,null,null,null,null,null,"n83"]
[10392,null,"STEROWNICZE","S35052","0159090007258296240S35052","BiT LiYCYo  300/300V","16x2x0,5",null,"BITNER","KMT",1,34950,"PLN",0.23,null,null,null,null,null,null,null,"n83"]
[10402,null,"STEROWNICZE","S35062","0159090007258296240S35062","BiT LiYCYo  300/300V","12x2x0,75",null,"BITNER","KMT",1,37240,"PLN",0.23,null,null,null,null,null,null,null,"n83"]
[10407,null,"STEROWNICZE","S35067","0159090007258296240S35067","BiT LiYCYo  300/300V","3x2x1",null,"BITNER","KMT",1,16420,"PLN",0.23,null,null,null,null,null,null,null,"n83"]
[10422,null,"STEROWNICZE","S35082","0159090007258296240S35082","BiT LiYCYo  300/300V","12x2x1,5",null,"BITNER","KMT",1,63550,"PLN",0.23,null,null,null,null,null,null,null,"n83"]
[10435,null,"STEROWNICZE","SB8360","0159090007258296240SB8360","BiT LiYCYo  300/500V","16x0,5",null,"BITNER","KMT",1,19470,"PLN",0.23,null,null,null,null,null,null,null,"n83"]
[10437,null,"STEROWNICZE","SB8362","0159090007258296240SB8362","BiT LiYCYo  300/500V","19x0,5",null,"BITNER","KMT",1,22020,"PLN",0.23,null,null,null,null,null,null,null,"n83"]
[10446,null,"STEROWNICZE","SB8371","0159090007258296240SB8371","BiT LiYCYo  300/500V","50x0,5",null,"BITNER","KMT",1,"oferta","PLN",0.23,null,null,null,null,null,null,null,"n83"]
[10462,null,"STEROWNICZE","SB8387","0159090007258296240SB8387","BiT LiYCYo  300/500V","21x0,75",null,"BITNER","KMT",1,32640,"PLN",0.23,null,null,null,null,null,null,null,"n83"]
[10467,null,"STEROWNICZE","SB8392","0159090007258296240SB8392","BiT LiYCYo  300/500V","37x0,75",null,"BITNER","KMT",1,"oferta","PLN",0.23,null,null,null,null,null,null,null,"n83"]
[10479,null,"STEROWNICZE","SB8404","0159090007258296240SB8404","BiT LiYCYo  300/500V","8x1,0",null,"BITNER","KMT",1,18100,"PLN",0.23,null,null,null,null,null,null,null,"n83"]
[10492,null,"STEROWNICZE","SB8417","0159090007258296240SB8417","BiT LiYCYo  300/500V","40x1,0",null,"BITNER","KMT",1,"oferta","PLN",0.23,null,null,null,null,null,null,null,"n83"]
[10499,null,"STEROWNICZE","SB8424","0159090007258296240SB8424","BiT LiYCYo  300/500V","4x1,5",null,"BITNER","KMT",1,14210,"PLN",0.23,null,null,null,null,null,null,null,"n83"]
[10507,null,"STEROWNICZE","SB8432","0159090007258296240SB8432","BiT LiYCYo  300/500V","16x1,5",null,"BITNER","KMT",1,44200,"PLN",0.23,null,null,null,null,null,null,null,"n83"]
[10522,null,"STEROWNICZE","SB8447","0159090007258296240SB8447","BiT LiYCYo  300/500V","3x2,5",null,"BITNER","KMT",1,16030,"PLN",0.23,null,null,null,null,null,null,null,"n83"]
[10523,null,"STEROWNICZE","SB8448","0159090007258296240SB8448","BiT LiYCYo  300/500V","4x2,5",null,"BITNER","KMT",1,20250,"PLN",0.23,null,null,null,null,null,null,null,"n83"]
[10537,null,"STEROWNICZE","SB8462","0159090007258296240SB8462","BiT LiYCYo  300/500V","42x2,5",null,"BITNER","KMT",1,"oferta","PLN",0.23,null,null,null,null,null,null,null,"n83"]
[10542,null,"STEROWNICZE","SB8503","0159090007258296240SB8503","BiT LiYCYo  300/500V","5x2x0,5",null,"BITNER","KMT",1,14090,"PLN",0.23,null,null,null,null,null,null,null,"n83"]
[10556,null,"STEROWNICZE","SB8517","0159090007258296240SB8517","BiT LiYCYo  300/500V","5x2x0,75",null,"BITNER","KMT",1,19570,"PLN",0.23,null,null,null,null,null,null,null,"n83"]
[10567,null,"STEROWNICZE","SB8528","0159090007258296240SB8528","BiT LiYCYo  300/500V","2x2x1,0",null,"BITNER","KMT",1,12170,"PLN",0.23,null,null,null,null,null,null,null,"n83"]
[10576,null,"STEROWNICZE","SB8537","0159090007258296240SB8537","BiT LiYCYo  300/500V","14x2x1,0",null,"BITNER","KMT",1,55300,"PLN",0.23,null,null,null,null,null,null,null,"n83"]
[10582,null,"STEROWNICZE","SB8543","0159090007258296240SB8543","BiT LiYCYo  300/500V","3x2x1,5",null,"BITNER","KMT",1,21040,"PLN",0.23,null,null,null,null,null,null,null,"n83"]
[10597,null,"STEROWNICZE","SB8558","0159090007258296240SB8558","BiT LiYCYo  300/500V","4x2x2,5",null,"BITNER","KMT",1,38840,"PLN",0.23,null,null,null,null,null,null,null,"n83"]
[10600,null,"STEROWNICZE","SB8561","0159090007258296240SB8561","BiT LiYCYo  300/500V","7x2x2,5",null,"BITNER","KMT",1,63730,"PLN",0.23,null,null,null,null,null,null,null,"n83"]
[10612,null,"STEROWNICZE","S30007","0159090007258296240S30007","BiT LiYY  300/300V","8x0,14","elastyczny przewód sterowniczy o żyłach kolorowych, wielożyłowy i parowany","BITNER","KMT",1,1890,"PLN",0.23,null,null,null,null,null,null,null,"n84"]
[10620,null,"STEROWNICZE","S30016","0159090007258296240S30016","BiT LiYY  300/300V","27x0,14","elastyczny przewód sterowniczy o żyłach kolorowych, wielożyłowy i parowany","BITNER","KMT",1,"oferta","PLN",0.23,null,null,null,null,null,null,null,"n84"]
[10637,null,"STEROWNICZE","S30035","0159090007258296240S30035","BiT LiYY  300/300V","12x0,25","elastyczny przewód sterowniczy o żyłach kolorowych, wielożyłowy i parowany","BITNER","KMT",1,4240,"PLN",0.23,null,null,null,null,null,null,null,"n84"]
[10642,null,"STEROWNICZE","S30040","0159090007258296240S30040","BiT LiYY  300/300V","21x0,25","elastyczny przewód sterowniczy o żyłach kolorowych, wielożyłowy i parowany","BITNER","KMT",1,7360,"PLN",0.23,null,null,null,null,null,null,null,"n84"]
[10653,null,"STEROWNICZE","S30054","0159090007258296240S30054","BiT LiYY  300/300V","3x0,34","elastyczny przewód sterowniczy o żyłach kolorowych, wielożyłowy i parowany","BITNER","KMT",1,1610,"PLN",0.23,null,null,null,null,null,null,null,"n84"]
[10657,null,"STEROWNICZE","S30058","0159090007258296240S30058","BiT LiYY  300/300V","7x0,34","elastyczny przewód sterowniczy o żyłach kolorowych, wielożyłowy i parowany","BITNER","KMT",1,3520,"PLN",0.23,null,null,null,null,null,null,null,"n84"]
[10673,null,"STEROWNICZE","S30077","0159090007258296240S30077","BiT LiYY  300/300V","56x0,34","elastyczny przewód sterowniczy o żyłach kolorowych, wielożyłowy i parowany","BITNER","KMT",1,"oferta","PLN",0.23,null,null,null,null,null,null,null,"n84"]
[10676,null,"STEROWNICZE","S30080","0159090007258296240S30080","BiT LiYY  300/300V","3x0,5","elastyczny przewód sterowniczy o żyłach kolorowych, wielożyłowy i parowany","BITNER","KMT",1,2160,"PLN",0.23,null,null,null,null,null,null,null,"n84"]
[10687,null,"STEROWNICZE","S30091","0159090007258296240S30091","BiT LiYY  300/300V","20x0,5","elastyczny przewód sterowniczy o żyłach kolorowych, wielożyłowy i parowany","BITNER","KMT",1,12640,"PLN",0.23,null,null,null,null,null,null,null,"n84"]
[10697,null,"STEROWNICZE","S30104","0159090007258296240S30104","BiT LiYY  300/300V","61x0,5","elastyczny przewód sterowniczy o żyłach kolorowych, wielożyłowy i parowany","BITNER","KMT",1,"oferta","PLN",0.23,null,null,null,null,null,null,null,"n84"]
[10712,null,"STEROWNICZE","S30120","0159090007258296240S30120","BiT LiYY  300/300V","27x0,75","elastyczny przewód sterowniczy o żyłach kolorowych, wielożyłowy i parowany","BITNER","KMT",1,"oferta","PLN",0.23,null,null,null,null,null,null,null,"n84"]
[10717,null,"STEROWNICZE","S30128","0159090007258296240S30128","BiT LiYY  300/300V","3x1","elastyczny przewód sterowniczy o żyłach kolorowych, wielożyłowy i parowany","BITNER","KMT",1,3940,"PLN",0.23,null,null,null,null,null,null,null,"n84"]
[10731,null,"STEROWNICZE","S30151","0159090007258296240S30151","BiT LiYY  300/300V","4x1,5","elastyczny przewód sterowniczy o żyłach kolorowych, wielożyłowy i parowany","BITNER","KMT",1,7160,"PLN",0.23,null,null,null,null,null,null,null,"n84"]
[10742,null,"STEROWNICZE","S30171","0159090007258296240S30171","BiT LiYY  300/300V","2x2,5","elastyczny przewód sterowniczy o żyłach kolorowych, wielożyłowy i parowany","BITNER","KMT",1,6290,"PLN",0.23,null,null,null,null,null,null,null,"n84"]
[10750,null,"STEROWNICZE","S30179","0159090007258296240S30179","BiT LiYY  300/300V","12x2,5","elastyczny przewód sterowniczy o żyłach kolorowych, wielożyłowy i parowany","BITNER","KMT",1,34060,"PLN",0.23,null,null,null,null,null,null,null,"n84"]
[10761,null,"STEROWNICZE","S30310","0159090007258296240S30310","BiT LiYY  300/300V","16x2x0,14","elastyczny przewód sterowniczy o żyłach kolorowych, wielożyłowy i parowany","BITNER","KMT",1,6980,"PLN",0.23,null,null,null,null,null,null,null,"n84"]
[10772,null,"STEROWNICZE","S30321","0159090007258296240S30321","BiT LiYY  300/300V","10x2x0,25","elastyczny przewód sterowniczy o żyłach kolorowych, wielożyłowy i parowany","BITNER","KMT",1,7120,"PLN",0.23,null,null,null,null,null,null,null,"n84"]
[10774,null,"STEROWNICZE","S30323","0159090007258296240S30323","BiT LiYY  300/300V","14x2x0,25","elastyczny przewód sterowniczy o żyłach kolorowych, wielożyłowy i parowany","BITNER","KMT",1,9920,"PLN",0.23,null,null,null,null,null,null,null,"n84"]
[10787,null,"STEROWNICZE","S30336","0159090007258296240S30336","BiT LiYY  300/300V","12x2x0,34","elastyczny przewód sterowniczy o żyłach kolorowych, wielożyłowy i parowany","BITNER","KMT",1,11560,"PLN",0.23,null,null,null,null,null,null,null,"n84"]
[10794,null,"STEROWNICZE","S30343","0159090007258296240S30343","BiT LiYY  300/300V","3x2x0,5","elastyczny przewód sterowniczy o żyłach kolorowych, wielożyłowy i parowany","BITNER","KMT",1,4010,"PLN",0.23,null,null,null,null,null,null,null,"n84"]
[10806,null,"STEROWNICZE","S30355","0159090007258296240S30355","BiT LiYY  300/300V","24x2x0,5","elastyczny przewód sterowniczy o żyłach kolorowych, wielożyłowy i parowany","BITNER","KMT",1,29980,"PLN",0.23,null,null,null,null,null,null,null,"n84"]
[10817,null,"STEROWNICZE","S30377","0159090007258296240S30377","BiT LiYY  300/300V","2x2x1","elastyczny przewód sterowniczy o żyłach kolorowych, wielożyłowy i parowany","BITNER","KMT",1,5420,"PLN",0.23,null,null,null,null,null,null,null,"n84"]
[10827,null,"STEROWNICZE","S30394","0159090007258296240S30394","BiT LiYY  300/300V","2x2x1,5","elastyczny przewód sterowniczy o żyłach kolorowych, wielożyłowy i parowany","BITNER","KMT",1,7380,"PLN",0.23,null,null,null,null,null,null,null,"n84"]
[10832,null,"STEROWNICZE","S30401","0159090007258296240S30401","BiT LiYY  300/300V","10x2x1,5","elastyczny przewód sterowniczy o żyłach kolorowych, wielożyłowy i parowany","BITNER","KMT",1,34300,"PLN",0.23,null,null,null,null,null,null,null,"n84"]
[10847,null,"STEROWNICZE","S53613","0159090007258296240S53613","BiT LiYY  300/500V","21x0,5","elastyczne, przewody sterownicze, żyły kolorowe, 300/500V","BITNER","KMT",1,12110,"PLN",0.23,null,null,null,null,null,null,null,"n84"]
[10851,null,"STEROWNICZE","S53619","0159090007258296240S53619","BiT LiYY  300/500V","40x0,5","elastyczne, przewody sterownicze, żyły kolorowe, 300/500V","BITNER","KMT",1,23300,"PLN",0.23,null,null,null,null,null,null,null,"n84"]
[10862,null,"STEROWNICZE","S53635","0159090007258296240S53635","BiT LiYY  300/500V","14x0,75","elastyczne, przewody sterownicze, żyły kolorowe, 300/500V","BITNER","KMT",1,12030,"PLN",0.23,null,null,null,null,null,null,null,"n84"]
[10871,null,"STEROWNICZE","S53649","0159090007258296240S53649","BiT LiYY  300/500V","3x1,0","elastyczne, przewody sterownicze, żyły kolorowe, 300/500V","BITNER","KMT",1,3850,"PLN",0.23,null,null,null,null,null,null,null,"n84"]
[10881,null,"STEROWNICZE","S53659","0159090007258296240S53659","BiT LiYY  300/500V","18x1,0","elastyczne, przewody sterownicze, żyły kolorowe, 300/500V","BITNER","KMT",1,19990,"PLN",0.23,null,null,null,null,null,null,null,"n84"]
[10891,null,"STEROWNICZE","S53674","0159090007258296240S53674","BiT LiYY  300/500V","6x1,5","elastyczne, przewody sterownicze, żyły kolorowe, 300/500V","BITNER","KMT",1,10350,"PLN",0.23,null,null,null,null,null,null,null,"n84"]
[10906,null,"STEROWNICZE","S53694","0159090007258296240S53694","BiT LiYY  300/500V","4x2,5","elastyczne, przewody sterownicze, żyły kolorowe, 300/500V","BITNER","KMT",1,10750,"PLN",0.23,null,null,null,null,null,null,null,"n84"]
[10907,null,"STEROWNICZE","S53695","0159090007258296240S53695","BiT LiYY  300/500V","5x2,5","elastyczne, przewody sterownicze, żyły kolorowe, 300/500V","BITNER","KMT",1,13330,"PLN",0.23,null,null,null,null,null,null,null,"n84"]
[10924,null,"STEROWNICZE","S53724","0159090007258296240S53724","BiT LiYY  300/500V","42x0,75","elastyczne, przewody sterownicze, żyły kolorowe, 300/500V","BITNER","KMT",1,"oferta","PLN",0.23,null,null,null,null,null,null,null,"n84"]
[10926,null,"STEROWNICZE","S53726","0159090007258296240S53726","BiT LiYY  300/500V","61x0,75","elastyczne, przewody sterownicze, żyły kolorowe, 300/500V","BITNER","KMT",1,"oferta","PLN",0.23,null,null,null,null,null,null,null,"n84"]
[10944,null,"STEROWNICZE","SB4805","0159090007258296240SB4805","BiT LiYY  300/500V","7x2x0,5",null,"BITNER","KMT",1,8690,"PLN",0.23,null,null,null,null,null,null,null,"n84"]
[10951,null,"STEROWNICZE","SB4812","0159090007258296240SB4812","BiT LiYY  300/500V","20x2x0,5",null,"BITNER","KMT",1,23410,"PLN",0.23,null,null,null,null,null,null,null,"n84"]
[10956,null,"STEROWNICZE","SB4817","0159090007258296240SB4817","BiT LiYY  300/500V","5x2x0,75",null,"BITNER","KMT",1,9490,"PLN",0.23,null,null,null,null,null,null,null,"n84"]
[10968,null,"STEROWNICZE","SB4829","0159090007258296240SB4829","BiT LiYY  300/500V","3x2x1,0",null,"BITNER","KMT",1,7260,"PLN",0.23,null,null,null,null,null,null,null,"n84"]
[10981,null,"STEROWNICZE","SB4842","0159090007258296240SB4842","BiT LiYY  300/500V","2x2x1,5",null,"BITNER","KMT",1,7260,"PLN",0.23,null,null,null,null,null,null,null,"n84"]
[10992,null,"STEROWNICZE","SB4853","0159090007258296240SB4853","BiT LiYY  300/500V","18x2x1,5",null,"BITNER","KMT",1,57820,"PLN",0.23,null,null,null,null,null,null,null,"n84"]
[11001,null,"STEROWNICZE","SB4862","0159090007258296240SB4862","BiT LiYY  300/500V","8x2x2,5",null,"BITNER","KMT",1,42240,"PLN",0.23,null,null,null,null,null,null,null,"n84"]
[11011,null,"STEROWNICZE","S32405","0159090007258296240S32405","BiT LiYYn  300/300V","7x0,14",null,"BITNER","KMT",1,1820,"PLN",0.23,null,null,null,null,null,null,null,"n84"]
[11021,null,"STEROWNICZE","S32415","0159090007258296240S32415","BiT LiYYn  300/300V","30x0,14",null,"BITNER","KMT",1,7040,"PLN",0.23,null,null,null,null,null,null,null,"n84"]
[11026,null,"STEROWNICZE","S32420","0159090007258296240S32420","BiT LiYYn  300/300V","52x0,14",null,"BITNER","KMT",1,"oferta","PLN",0.23,null,null,null,null,null,null,null,"n84"]
[11037,null,"STEROWNICZE","S32431","0159090007258296240S32431","BiT LiYYn  300/300V","12x0,25",null,"BITNER","KMT",1,4660,"PLN",0.23,null,null,null,null,null,null,null,"n84"]
[11045,null,"STEROWNICZE","S32439","0159090007258296240S32439","BiT LiYYn  300/300V","37x0,25",null,"BITNER","KMT",1,13940,"PLN",0.23,null,null,null,null,null,null,null,"n84"]
[11056,null,"STEROWNICZE","S32450","0159090007258296240S32450","BiT LiYYn  300/300V","6x0,34",null,"BITNER","KMT",1,3370,"PLN",0.23,null,null,null,null,null,null,null,"n84"]
[11065,null,"STEROWNICZE","S32459","0159090007258296240S32459","BiT LiYYn  300/300V","21x0,34",null,"BITNER","KMT",1,11000,"PLN",0.23,null,null,null,null,null,null,null,"n84"]
[11071,null,"STEROWNICZE","S32465","0159090007258296240S32465","BiT LiYYn  300/300V","48x0,34",null,"BITNER","KMT",1,"oferta","PLN",0.23,null,null,null,null,null,null,null,"n84"]
[11086,null,"STEROWNICZE","S32480","0159090007258296240S32480","BiT LiYYn  300/300V","18x0,5",null,"BITNER","KMT",1,12430,"PLN",0.23,null,null,null,null,null,null,null,"n84"]
[11098,null,"STEROWNICZE","S32492","0159090007258296240S32492","BiT LiYYn  300/300V","2x0,75",null,"BITNER","KMT",1,2400,"PLN",0.23,null,null,null,null,null,null,null,"n84"]
[11101,null,"STEROWNICZE","S32495","0159090007258296240S32495","BiT LiYYn  300/300V","5x0,75",null,"BITNER","KMT",1,5320,"PLN",0.23,null,null,null,null,null,null,null,"n84"]
[11109,null,"STEROWNICZE","S32503","0159090007258296240S32503","BiT LiYYn  300/300V","18x0,75",null,"BITNER","KMT",1,18340,"PLN",0.23,null,null,null,null,null,null,null,"n84"]
[11126,null,"STEROWNICZE","S32520","0159090007258296240S32520","BiT LiYYn  300/300V","16x1",null,"BITNER","KMT",1,21580,"PLN",0.23,null,null,null,null,null,null,null,"n84"]
[11131,null,"STEROWNICZE","S32525","0159090007258296240S32525","BiT LiYYn  300/300V","4x1,5",null,"BITNER","KMT",1,7880,"PLN",0.23,null,null,null,null,null,null,null,"n84"]
[11142,null,"STEROWNICZE","S32536","0159090007258296240S32536","BiT LiYYn  300/300V","2x2,5",null,"BITNER","KMT",1,6920,"PLN",0.23,null,null,null,null,null,null,null,"n84"]
[11156,null,"STEROWNICZE","S34005","0159090007258296240S34005","BiT LiYYn  300/300V","7x2x0,14",null,"BITNER","KMT",1,3450,"PLN",0.23,null,null,null,null,null,null,null,"n84"]
[11162,null,"STEROWNICZE","S34011","0159090007258296240S34011","BiT LiYYn  300/300V","18x2x0,14",null,"BITNER","KMT",1,8610,"PLN",0.23,null,null,null,null,null,null,null,"n84"]
[11171,null,"STEROWNICZE","S34020","0159090007258296240S34020","BiT LiYYn  300/300V","8x2x0,25",null,"BITNER","KMT",1,6350,"PLN",0.23,null,null,null,null,null,null,null,"n84"]
[11176,null,"STEROWNICZE","S34025","0159090007258296240S34025","BiT LiYYn  300/300V","18x2x0,25",null,"BITNER","KMT",1,13900,"PLN",0.23,null,null,null,null,null,null,null,"n84"]
[11186,null,"STEROWNICZE","S34035","0159090007258296240S34035","BiT LiYYn  300/300V","10x2x0,34",null,"BITNER","KMT",1,10580,"PLN",0.23,null,null,null,null,null,null,null,"n84"]
[11201,null,"STEROWNICZE","S34050","0159090007258296240S34050","BiT LiYYn  300/300V","12x2x0,5",null,"BITNER","KMT",1,16850,"PLN",0.23,null,null,null,null,null,null,null,"n84"]
[11206,null,"STEROWNICZE","S34055","0159090007258296240S34055","BiT LiYYn  300/300V","24x2x0,5",null,"BITNER","KMT",1,32980,"PLN",0.23,null,null,null,null,null,null,null,"n84"]
[11219,null,"STEROWNICZE","S34068","0159090007258296240S34068","BiT LiYYn  300/300V","4x2x1",null,"BITNER","KMT",1,10980,"PLN",0.23,null,null,null,null,null,null,null,"n84"]
[11231,null,"STEROWNICZE","S34080","0159090007258296240S34080","BiT LiYYn  300/300V","7x2x1,5",null,"BITNER","KMT",1,26730,"PLN",0.23,null,null,null,null,null,null,null,"n84"]
[11239,null,"STEROWNICZE","SB7503","0159090007258296240SB7503","BiT LiYYn  300/500V","5x0,5",null,"BITNER","KMT",1,3640,"PLN",0.23,null,null,null,null,null,null,null,"n84"]
[11246,null,"STEROWNICZE","SB7510","0159090007258296240SB7510","BiT LiYYn  300/500V","18x0,5",null,"BITNER","KMT",1,11440,"PLN",0.23,null,null,null,null,null,null,null,"n84"]
[11261,null,"STEROWNICZE","SB7525","0159090007258296240SB7525","BiT LiYYn  300/500V","4x0,75",null,"BITNER","KMT",1,4360,"PLN",0.23,null,null,null,null,null,null,null,"n84"]
[11263,null,"STEROWNICZE","SB7527","0159090007258296240SB7527","BiT LiYYn  300/500V","6x0,75",null,"BITNER","KMT",1,6190,"PLN",0.23,null,null,null,null,null,null,null,"n84"]
[11276,null,"STEROWNICZE","SB7540","0159090007258296240SB7540","BiT LiYYn  300/500V","34x0,75",null,"BITNER","KMT",1,"oferta","PLN",0.23,null,null,null,null,null,null,null,"n84"]
[11288,null,"STEROWNICZE","SB7552","0159090007258296240SB7552","BiT LiYYn  300/500V","7x1,0",null,"BITNER","KMT",1,9010,"PLN",0.23,null,null,null,null,null,null,null,"n84"]
[11291,null,"STEROWNICZE","SB7555","0159090007258296240SB7555","BiT LiYYn  300/500V","12x1,0",null,"BITNER","KMT",1,14730,"PLN",0.23,null,null,null,null,null,null,null,"n84"]
[11306,null,"STEROWNICZE","SB7570","0159090007258296240SB7570","BiT LiYYn  300/500V","61x1,0",null,"BITNER","KMT",1,73810,"PLN",0.23,null,null,null,null,null,null,null,"n84"]
[11316,null,"STEROWNICZE","SB7580","0159090007258296240SB7580","BiT LiYYn  300/500V","14x1,5",null,"BITNER","KMT",1,24680,"PLN",0.23,null,null,null,null,null,null,null,"n84"]
[11321,null,"STEROWNICZE","SB7585","0159090007258296240SB7585","BiT LiYYn  300/500V","25x1,5",null,"BITNER","KMT",1,44240,"PLN",0.23,null,null,null,null,null,null,null,"n84"]
[11332,null,"STEROWNICZE","SB7596","0159090007258296240SB7596","BiT LiYYn  300/500V","3x2,5",null,"BITNER","KMT",1,9420,"PLN",0.23,null,null,null,null,null,null,null,"n84"]
[11346,null,"STEROWNICZE","SB7657","0159090007258296240SB7657","BiT LiYYn  300/500V","10x2x0,5",null,"BITNER","KMT",1,12850,"PLN",0.23,null,null,null,null,null,null,null,"n84"]
[11351,null,"STEROWNICZE","SB7662","0159090007258296240SB7662","BiT LiYYn  300/500V","20x2x0,5",null,"BITNER","KMT",1,25750,"PLN",0.23,null,null,null,null,null,null,null,"n84"]
[11360,null,"STEROWNICZE","SB7671","0159090007258296240SB7671","BiT LiYYn  300/500V","10x2x0,75",null,"BITNER","KMT",1,19230,"PLN",0.23,null,null,null,null,null,null,null,"n84"]
[11376,null,"STEROWNICZE","SB7687","0159090007258296240SB7687","BiT LiYYn  300/500V","14x2x1,0",null,"BITNER","KMT",1,34820,"PLN",0.23,null,null,null,null,null,null,null,"n84"]
[11385,null,"STEROWNICZE","SB7696","0159090007258296240SB7696","BiT LiYYn  300/500V","6x2x1,5",null,"BITNER","KMT",1,21110,"PLN",0.23,null,null,null,null,null,null,null,"n84"]
[11391,null,"STEROWNICZE","SB7702","0159090007258296240SB7702","BiT LiYYn  300/500V","16x2x1,5",null,"BITNER","KMT",1,57210,"PLN",0.23,null,null,null,null,null,null,null,"n84"]
[11406,null,"STEROWNICZE","S33740","0159090007258296240S33740","BiT LiYYo  300/300V","2x0,14",null,"BITNER","KMT",1,980,"PLN",0.23,null,null,null,null,null,null,null,"n84"]
[11409,null,"STEROWNICZE","S33743","0159090007258296240S33743","BiT LiYYo  300/300V","5x0,14",null,"BITNER","KMT",1,1710,"PLN",0.23,null,null,null,null,null,null,null,"n84"]
[11421,null,"STEROWNICZE","S33755","0159090007258296240S33755","BiT LiYYo  300/300V","30x0,14",null,"BITNER","KMT",1,8000,"PLN",0.23,null,null,null,null,null,null,null,"n84"]
[11426,null,"STEROWNICZE","S33760","0159090007258296240S33760","BiT LiYYo  300/300V","52x0,14",null,"BITNER","KMT",1,"oferta","PLN",0.23,null,null,null,null,null,null,null,"n84"]
[11437,null,"STEROWNICZE","S33771","0159090007258296240S33771","BiT LiYYo  300/300V","12x0,25",null,"BITNER","KMT",1,5510,"PLN",0.23,null,null,null,null,null,null,null,"n84"]
[11451,null,"STEROWNICZE","S33785","0159090007258296240S33785","BiT LiYYo  300/300V","61x0,25",null,"BITNER","KMT",1,"oferta","PLN",0.23,null,null,null,null,null,null,null,"n84"]
[11462,null,"STEROWNICZE","S33796","0159090007258296240S33796","BiT LiYYo  300/300V","16x0,34",null,"BITNER","KMT",1,9610,"PLN",0.23,null,null,null,null,null,null,null,"n84"]
[11466,null,"STEROWNICZE","S33800","0159090007258296240S33800","BiT LiYYo  300/300V","27x0,34",null,"BITNER","KMT",1,"oferta","PLN",0.23,null,null,null,null,null,null,null,"n84"]
[11481,null,"STEROWNICZE","S33815","0159090007258296240S33815","BiT LiYYo  300/300V","8x0,5",null,"BITNER","KMT",1,6660,"PLN",0.23,null,null,null,null,null,null,null,"n84"]
[11490,null,"STEROWNICZE","S33824","0159090007258296240S33824","BiT LiYYo  300/300V","30x0,5",null,"BITNER","KMT",1,22960,"PLN",0.23,null,null,null,null,null,null,null,"n84"]
[11496,null,"STEROWNICZE","S33830","0159090007258296240S33830","BiT LiYYo  300/300V","56x0,5",null,"BITNER","KMT",1,"oferta","PLN",0.23,null,null,null,null,null,null,null,"n84"]
[11506,null,"STEROWNICZE","S33840","0159090007258296240S33840","BiT LiYYo  300/300V","12x0,75",null,"BITNER","KMT",1,13760,"PLN",0.23,null,null,null,null,null,null,null,"n84"]
[11521,null,"STEROWNICZE","S33855","0159090007258296240S33855","BiT LiYYo  300/300V","7x1",null,"BITNER","KMT",1,10930,"PLN",0.23,null,null,null,null,null,null,null,"n84"]
[11526,null,"STEROWNICZE","S33860","0159090007258296240S33860","BiT LiYYo  300/300V","16x1",null,"BITNER","KMT",1,23940,"PLN",0.23,null,null,null,null,null,null,null,"n84"]
[11539,null,"STEROWNICZE","S33873","0159090007258296240S33873","BiT LiYYo  300/300V","16x1,5",null,"BITNER","KMT",1,32810,"PLN",0.23,null,null,null,null,null,null,null,"n84"]
[11541,null,"STEROWNICZE","S33875","0159090007258296240S33875","BiT LiYYo  300/300V","20x1,5",null,"BITNER","KMT",1,41110,"PLN",0.23,null,null,null,null,null,null,null,"n84"]
[11559,null,"STEROWNICZE","S34208","0159090007258296240S34208","BiT LiYYo  300/300V","12x2x0,14",null,"BITNER","KMT",1,6680,"PLN",0.23,null,null,null,null,null,null,null,"n84"]
[11566,null,"STEROWNICZE","S34215","0159090007258296240S34215","BiT LiYYo  300/300V","3x2x0,25",null,"BITNER","KMT",1,3170,"PLN",0.23,null,null,null,null,null,null,null,"n84"]
[11571,null,"STEROWNICZE","S34220","0159090007258296240S34220","BiT LiYYo  300/300V","8x2x0,25",null,"BITNER","KMT",1,7330,"PLN",0.23,null,null,null,null,null,null,null,"n84"]
[11583,null,"STEROWNICZE","S34232","0159090007258296240S34232","BiT LiYYo  300/300V","6x2x0,34",null,"BITNER","KMT",1,7470,"PLN",0.23,null,null,null,null,null,null,null,"n84"]
[11596,null,"STEROWNICZE","S34245","0159090007258296240S34245","BiT LiYYo  300/300V","5x2x0,5",null,"BITNER","KMT",1,8320,"PLN",0.23,null,null,null,null,null,null,null,"n84"]
[11601,null,"STEROWNICZE","S34250","0159090007258296240S34250","BiT LiYYo  300/300V","12x2x0,5",null,"BITNER","KMT",1,19460,"PLN",0.23,null,null,null,null,null,null,null,"n84"]
[11616,null,"STEROWNICZE","S34265","0159090007258296240S34265","BiT LiYYo  300/300V","18x2x0,75",null,"BITNER","KMT",1,41160,"PLN",0.23,null,null,null,null,null,null,null,"n84"]
[11626,null,"STEROWNICZE","S34275","0159090007258296240S34275","BiT LiYYo  300/300V","18x2x1",null,"BITNER","KMT",1,54800,"PLN",0.23,null,null,null,null,null,null,null,"n84"]
[11636,null,"STEROWNICZE","SB7800","0159090007258296240SB7800","BiT LiYYo  300/500V","2x0,5",null,"BITNER","KMT",1,2290,"PLN",0.23,null,null,null,null,null,null,null,"n84"]
[11641,null,"STEROWNICZE","SB7805","0159090007258296240SB7805","BiT LiYYo  300/500V","8x0,5",null,"BITNER","KMT",1,6150,"PLN",0.23,null,null,null,null,null,null,null,"n84"]
[11656,null,"STEROWNICZE","SB7820","0159090007258296240SB7820","BiT LiYYo  300/500V","50x0,5",null,"BITNER","KMT",1,"oferta","PLN",0.23,null,null,null,null,null,null,null,"n84"]
[11660,null,"STEROWNICZE","SB7824","0159090007258296240SB7824","BiT LiYYo  300/500V","3x0,75",null,"BITNER","KMT",1,3930,"PLN",0.23,null,null,null,null,null,null,null,"n84"]
[11671,null,"STEROWNICZE","SB7835","0159090007258296240SB7835","BiT LiYYo  300/500V","19x0,75",null,"BITNER","KMT",1,19670,"PLN",0.23,null,null,null,null,null,null,null,"n84"]
[11680,null,"STEROWNICZE","SB7844","0159090007258296240SB7844","BiT LiYYo  300/500V","50x0,75",null,"BITNER","KMT",1,"oferta","PLN",0.23,null,null,null,null,null,null,null,"n84"]
[11686,null,"STEROWNICZE","SB7850","0159090007258296240SB7850","BiT LiYYo  300/500V","5x1,0",null,"BITNER","KMT",1,7550,"PLN",0.23,null,null,null,null,null,null,null,"n84"]
[11701,null,"STEROWNICZE","SB7865","0159090007258296240SB7865","BiT LiYYo  300/500V","37x1,0",null,"BITNER","KMT",1,50120,"PLN",0.23,null,null,null,null,null,null,null,"n84"]
[11713,null,"STEROWNICZE","SB7877","0159090007258296240SB7877","BiT LiYYo  300/500V","8x1,5",null,"BITNER","KMT",1,15740,"PLN",0.23,null,null,null,null,null,null,null,"n84"]
[11716,null,"STEROWNICZE","SB7880","0159090007258296240SB7880","BiT LiYYo  300/500V","14x1,5",null,"BITNER","KMT",1,27380,"PLN",0.23,null,null,null,null,null,null,null,"n84"]
[11724,null,"STEROWNICZE","SB7888","0159090007258296240SB7888","BiT LiYYo  300/500V","34x1,5",null,"BITNER","KMT",1,"oferta","PLN",0.23,null,null,null,null,null,null,null,"n84"]
[11735,null,"STEROWNICZE","SB7899","0159090007258296240SB7899","BiT LiYYo  300/500V","6x2,5",null,"BITNER","KMT",1,19590,"PLN",0.23,null,null,null,null,null,null,null,"n84"]
[11746,null,"STEROWNICZE","SB7957","0159090007258296240SB7957","BiT LiYYo  300/500V","10x2x0,5",null,"BITNER","KMT",1,14830,"PLN",0.23,null,null,null,null,null,null,null,"n84"]
[11757,null,"STEROWNICZE","SB7968","0159090007258296240SB7968","BiT LiYYo  300/500V","6x2x0,75",null,"BITNER","KMT",1,13340,"PLN",0.23,null,null,null,null,null,null,null,"n84"]
[11771,null,"STEROWNICZE","SB7982","0159090007258296240SB7982","BiT LiYYo  300/500V","6x2x1,0",null,"BITNER","KMT",1,17150,"PLN",0.23,null,null,null,null,null,null,null,"n84"]
[11777,null,"STEROWNICZE","SB7988","0159090007258296240SB7988","BiT LiYYo  300/500V","16x2x1,0",null,"BITNER","KMT",1,45360,"PLN",0.23,null,null,null,null,null,null,null,"n84"]
[11790,null,"STEROWNICZE","SB8001","0159090007258296240SB8001","BiT LiYYo  300/500V","14x2x1,5",null,"BITNER","KMT",1,56250,"PLN",0.23,null,null,null,null,null,null,null,"n84"]
[11791,null,"STEROWNICZE","SB8002","0159090007258296240SB8002","BiT LiYYo  300/500V","16x2x1,5",null,"BITNER","KMT",1,65010,"PLN",0.23,null,null,null,null,null,null,null,"n84"]
[11801,null,"STEROWNICZE","SB8012","0159090007258296240SB8012","BiT LiYYo  300/500V","8x2x2,5",null,"BITNER","KMT",1,52800,"PLN",0.23,null,null,null,null,null,null,null,"n84"]
[11810,null,"STEROWNICZE","S10674","0159090007258296240S10674","BiT NOVAK","24x2x0,5+0,5",null,"BITNER","KMT",1,43090,"PLN",0.23,null,null,null,null,null,null,null,"n82"]
[11821,null,"STEROWNICZE","IP1852","0159090007258296240IP1852","BiTservo 2XSLCH-J","4G 4","giętki, bezhalogenowy kabel przyłączeniowy silników do przetwornic częstotliwości, o podwyższonej obciążalności, 0,6/1kV","BITNER","KMT",1,31680,"PLN",0.23,null,null,null,null,null,null,null,"n89"]
[11834,null,"STEROWNICZE","IP0050","0159090007258296240IP0050","BiTservo 2XSLCY-J","4G1,5","giętki kabel przyłączeniowy silników do przetwornic częstotliwości, o podwyższonej obciążalności, 0,6/1kV","BITNER","KMT",1,14260,"PLN",0.23,null,null,null,null,null,null,null,"n89"]
[11846,null,"STEROWNICZE","IP0062","0159090007258296240IP0062","BiTservo 2XSLCY-J","4G150","giętki kabel przyłączeniowy silników do przetwornic częstotliwości, o podwyższonej obciążalności, 0,6/1kV","BITNER","KMT",1,719230,"PLN",0.23,null,null,null,null,null,null,null,"n89"]
[11854,null,"STEROWNICZE","IP2105","0159090007258296240IP2105","BiTservo 2XSLCYn-J","4G16","giętki, uniepalniony kabel przyłączeniowy silników do przetwornic częstotliwości, o podwyższonej obciążalności, 0,6/1kV","BITNER","KMT",1,94850,"PLN",0.23,null,null,null,null,null,null,null,"n89"]
[11865,null,"STEROWNICZE","IP1802","0159090007258296240IP1802","BiTservo 2YSLCH-J","4G4","giętki, bezhalogenowy kabel przyłączeniowy silników do przetwornic częstotliwości, 0,6/1kV","BITNER","KMT",1,30910,"PLN",0.23,null,null,null,null,null,null,null,"n89"]
[11876,null,"STEROWNICZE","IP1813","0159090007258296240IP1813","BiTservo 2YSLCH-J","4G185","giętki, bezhalogenowy kabel przyłączeniowy silników do przetwornic częstotliwości, 0,6/1kV","BITNER","KMT",1,1005200,"PLN",0.23,null,null,null,null,null,null,null,"n89"]
[11878,null,"STEROWNICZE","IP1800","0159090007258296240IP1800","BiTservo 2YSLCH-J ","4G1,5","giętki, bezhalogenowy kabel przyłączeniowy silników do przetwornic częstotliwości, 0,6/1kV","BITNER","KMT",1,15950,"PLN",0.23,null,null,null,null,null,null,null,"n89"]
[11891,null,"STEROWNICZE","IP0013","0159090007258296240IP0013","BiTservo 2YSLCY-J","4G150","giętki kabel przyłączeniowy silników do przetwornic częstotliwości, 0,6/1kV","BITNER","KMT",1,713880,"PLN",0.23,null,null,null,null,null,null,null,"n89"]
[11898,null,"STEROWNICZE","IP2004","0159090007258296240IP2004","BiTservo 2YSLCYn-J","4G10","giętki, uniepalniony kabel przyłączeniowy silników do przetwornic częstotliwości, 0,6/1kV","BITNER","KMT",1,63120,"PLN",0.23,null,null,null,null,null,null,null,"n89"]
[11910,null,"STEROWNICZE","IP2401","0159090007258296240IP2401","BiTservo 3plus 2XSLCH-J ","3X2,5+3G0,5","giętki, bezhalogenowy kabel przyłączeniowy silników do przetwornic częstotliwości, o podwyższonej obciążalności prądowej, symetryczny, 0,6/1kV","BITNER","KMT",1,20200,"PLN",0.23,null,null,null,null,null,null,null,"n89"]
[11921,null,"STEROWNICZE","IP2412","0159090007258296240IP2412","BiTservo 3plus 2XSLCH-J ","3X150+3G25","giętki, bezhalogenowy kabel przyłączeniowy silników do przetwornic częstotliwości, o podwyższonej obciążalności prądowej, symetryczny, 0,6/1kV","BITNER","KMT",1,731640,"PLN",0.23,null,null,null,null,null,null,null,"n89"]
[11931,null,"STEROWNICZE","IP0157","0159090007258296240IP0157","BiTservo 3plus 2XSLCY-J","3X35+3G6","giętki kabel przyłączeniowy silników do przetwornic częstotliwosci, o podwyższonej obciążalności prądowej, symetryczny, 0,6/1kV","BITNER","KMT",1,158880,"PLN",0.23,null,null,null,null,null,null,null,"n89"]
[11940,null,"STEROWNICZE","IP2201","0159090007258296240IP2201","BiTservo 3plus 2XSLCYn-J ","3X2,5+3G0,5","giętki, uniepalniony kabel przyłączeniowy silników do przetwornic częstotliwości, o podwyższonej obciążalności prądowej, symetryczny, 0,6/1kV","BITNER","KMT",1,19150,"PLN",0.23,null,null,null,null,null,null,null,"n89"]
[11951,null,"STEROWNICZE","IP2212","0159090007258296240IP2212","BiTservo 3plus 2XSLCYn-J ","3X150+3G25","giętki, uniepalniony kabel przyłączeniowy silników do przetwornic częstotliwości, o podwyższonej obciążalności prądowej, symetryczny, 0,6/1kV","BITNER","KMT",1,693790,"PLN",0.23,null,null,null,null,null,null,null,"n89"]
[11955,null,"STEROWNICZE","IP2301","0159090007258296240IP2301","BiTservo 3plus 2YSLCH-J","3x2,5+3G0,5","giętki, bezhalogenowy kabel przyłączeniowy silników do przetwornic częstotliwości, symetryczny, 0,6/1 kV","BITNER","KMT",1,20000,"PLN",0.23,null,null,null,null,null,null,null,"n89"]
[11966,null,"STEROWNICZE","IP2312","0159090007258296240IP2312","BiTservo 3plus 2YSLCH-J","3x150+3G25","giętki, bezhalogenowy kabel przyłączeniowy silników do przetwornic częstotliwości, symetryczny, 0,6/1 kV","BITNER","KMT",1,727760,"PLN",0.23,null,null,null,null,null,null,null,"n89"]
[11975,null,"STEROWNICZE","IP0106","0159090007258296240IP0106","BiTservo 3plus 2YSLCY-J","3x25+3G4","giętki kabel przyłączeniowy silników do przetwornic częstotliwości, symetryczny, 0,6/1kV","BITNER","KMT",1,116410,"PLN",0.23,null,null,null,null,null,null,null,"n89"]
[11985,null,"STEROWNICZE","IP1901","0159090007258296240IP1901","BiTservo 3plus 2YSLCYn-J","3x16+3G2,5","giętki, uniepalniony kabel przyłączeniowy silników do przetwornic częstotliwości, symetryczny, 0,6/1kV","BITNER","KMT",1,82080,"PLN",0.23,null,null,null,null,null,null,null,"n89"]
[11995,null,"STEROWNICZE","IP1911","0159090007258296240IP1911","BiTservo 3plus 2YSLCYn-J","3x95+3G16","giętki, uniepalniony kabel przyłączeniowy silników do przetwornic częstotliwości, symetryczny, 0,6/1kV","BITNER","KMT",1,445280,"PLN",0.23,null,null,null,null,null,null,null,"n89"]
[12010,null,"STEROWNICZE","IP4591","0159090007258296240IP4591","BiTservo FS  FE180/E90","4G120",null,"BITNER","KMT",1,836150,"PLN",0.23,null,null,null,null,null,null,null,"n89"]
[12021,null,"STEROWNICZE","IP4657","0159090007258296240IP4657","BiTservo FS  FE180/E90","3X35+3G6",null,"BITNER","KMT",1,237610,"PLN",0.23,null,null,null,null,null,null,null,"n89"]
[12028,null,"STEROWNICZE","IP4664","0159090007258296240IP4664","BiTservo FS  FE180/E90","3X240+3G50",null,"BITNER","KMT",1,1397960,"PLN",0.23,null,null,null,null,null,null,null,"n89"]
[12040,null,"STEROWNICZE","IP1601","0159090007258296240IP1601","BiTservo UV 2XSLCYK-J","4G2,5","giętki kabel przyłączeniowy silników do przetwornic częstotliwości, do zastosowań zewnętrznych i układania bezpośrednio w ziemi, o podwyższonej obciążalności prądowej, odporny na UV, 0,6/1kV","BITNER","KMT",1,19450,"PLN",0.23,null,null,null,null,null,null,null,"n89"]
[12041,null,"STEROWNICZE","IP1602","0159090007258296240IP1602","BiTservo UV 2XSLCYK-J","4G4","giętki kabel przyłączeniowy silników do przetwornic częstotliwości, do zastosowań zewnętrznych i układania bezpośrednio w ziemi, o podwyższonej obciążalności prądowej, odporny na UV, 0,6/1kV","BITNER","KMT",1,27090,"PLN",0.23,null,null,null,null,null,null,null,"n89"]
[12052,null,"STEROWNICZE","IP1613","0159090007258296240IP1613","BiTservo UV 2XSLCYK-J","4G185","giętki kabel przyłączeniowy silników do przetwornic częstotliwości, do zastosowań zewnętrznych i układania bezpośrednio w ziemi, o podwyższonej obciążalności prądowej, odporny na UV, 0,6/1kV","BITNER","KMT",1,871820,"PLN",0.23,null,null,null,null,null,null,null,"n89"]
[12060,null,"STEROWNICZE","IP2126","0159090007258296240IP2126","BiTservo UV 2XSLCYK-J FR","4G25",null,"BITNER","KMT",1,135680,"PLN",0.23,null,null,null,null,null,null,null,"n89"]
[12072,null,"STEROWNICZE","IP1653","0159090007258296240IP1653","BiTservo UV 2YSLCYK-J","4G6","giętki kabel przyłączeniowy silników do przetwornicy częstotliwości, odporny na UV, 0,6/1kV","BITNER","KMT",1,36690,"PLN",0.23,null,null,null,null,null,null,null,"n89"]
[12085,null,"STEROWNICZE","IP1701","0159090007258296240IP1701","BiTservo UV 3plus 2XSLCYK-J","3x2,5+3G0,5","giętki, symetryczny kabel przyłączeniowy silników do przetwornic częstotliwości, do zastosowań zewnętrznych i układania bezpośrednio w ziemi, o podwyższonej obciążalności prądowej, odporny na UV, 0,6/1kV","BITNER","KMT",1,17240,"PLN",0.23,null,null,null,null,null,null,null,"n89"]
[12096,null,"STEROWNICZE","IP1712","0159090007258296240IP1712","BiTservo UV 3plus 2XSLCYK-J","3x150+3G25","giętki, symetryczny kabel przyłączeniowy silników do przetwornic częstotliwości, do zastosowań zewnętrznych i układania bezpośrednio w ziemi, o podwyższonej obciążalności prądowej, odporny na UV, 0,6/1kV","BITNER","KMT",1,629640,"PLN",0.23,null,null,null,null,null,null,null,"n89"]
[12105,null,"STEROWNICZE","IP1756","0159090007258296240IP1756","BiTservo UV 3plus 2YSLCK-J","3x25+3G 4","giętki, symetryczny kabel przyłączeniowy silników do przetwornic częstotliwości, do zastosowań zewnętrznych i układania bezpośrednio w ziemi, UV odporny, 0,6/1kV","BITNER","KMT",1,115720,"PLN",0.23,null,null,null,null,null,null,null,"n89"]
[12115,null,"STEROWNICZE","IP2221","0159090007258296240IP2221","BiTservo UV 3PLUS-2XSLCYK-J FR","3x2,5+3G0,5",null,"BITNER","KMT",1,17410,"PLN",0.23,null,null,null,null,null,null,null,"n89"]
[12125,null,"STEROWNICZE","IP2231","0159090007258296240IP2231","BiTservo UV 3PLUS-2XSLCYK-J FR","3x120+3G16",null,"BITNER","KMT",1,501260,"PLN",0.23,null,null,null,null,null,null,null,"n89"]
[12130,null,"STEROWNICZE","S52951","0159090007258296240S52951","H05 VVH6-F 300/500V","9G0,75",null,"BITNER","KMT",1,13310,"PLN",0.23,null,null,null,null,null,null,null,"n31"]
[12145,null,"STEROWNICZE","S52766","0159090007258296240S52766","H05VV5-F  300/500V","2x0,75",null,"BITNER","KMT",1,4480,"PLN",0.23,null,null,null,null,null,null,null,"n88E"]
[12149,null,"STEROWNICZE","S52770","0159090007258296240S52770","H05VV5-F  300/500V","6G0,75",null,"BITNER","KMT",1,10280,"PLN",0.23,null,null,null,null,null,null,null,"n88E"]
[12160,null,"STEROWNICZE","S52781","0159090007258296240S52781","H05VV5-F  300/500V","36G0,75",null,"BITNER","KMT",1,55010,"PLN",0.23,null,null,null,null,null,null,null,"n88E"]
[12169,null,"STEROWNICZE","S52790","0159090007258296240S52790","H05VV5-F  300/500V","12G1 ",null,"BITNER","KMT",1,24880,"PLN",0.23,null,null,null,null,null,null,null,"n88E"]
[12175,null,"STEROWNICZE","S52796","0159090007258296240S52796","H05VV5-F  300/500V","34G1 ",null,"BITNER","KMT",1,"oferta","PLN",0.23,null,null,null,null,null,null,null,"n88E"]
[12190,null,"STEROWNICZE","S52811","0159090007258296240S52811","H05VV5-F  300/500V","27G1,5",null,"BITNER","KMT",1,74940,"PLN",0.23,null,null,null,null,null,null,null,"n88E"]
[12202,null,"STEROWNICZE","S52823","0159090007258296240S52823","H05VV5-F  300/500V","18G2,5",null,"BITNER","KMT",1,82200,"PLN",0.23,null,null,null,null,null,null,null,"n88E"]
[12205,null,"STEROWNICZE","S52826","0159090007258296240S52826","H05VV5-F  300/500V","34G2,5",null,"BITNER","KMT",1,"oferta","PLN",0.23,null,null,null,null,null,null,null,"n88E"]
[12222,null,"STEROWNICZE","S52765","0159090007258296240S52765","H05VV5-F 300/500V","36G0,5",null,"BITNER","KMT",1,39830,"PLN",0.23,null,null,null,null,null,null,null,"n88E"]
[12230,null,"STEROWNICZE","S52857","0159090007258296240S52857","H05VVC4V5-K 300/500V","9G0,5",null,"BITNER","KMT",1,"oferta","PLN",0.23,null,null,null,null,null,null,null,"n88E"]
[12235,null,"STEROWNICZE","S52862","0159090007258296240S52862","H05VVC4V5-K 300/500V","27G0,5",null,"BITNER","KMT",1,52090,"PLN",0.23,null,null,null,null,null,null,null,"n88E"]
[12246,null,"STEROWNICZE","S52873","0159090007258296240S52873","H05VVC4V5-K 300/500V","12G0,75",null,"BITNER","KMT",1,35570,"PLN",0.23,null,null,null,null,null,null,null,"n88E"]
[12260,null,"STEROWNICZE","S52887","0159090007258296240S52887","H05VVC4V5-K 300/500V","9G1 ",null,"BITNER","KMT",1,"oferta","PLN",0.23,null,null,null,null,null,null,null,"n88E"]
[12265,null,"STEROWNICZE","S52892","0159090007258296240S52892","H05VVC4V5-K 300/500V","25G1 ",null,"BITNER","KMT",1,"oferta","PLN",0.23,null,null,null,null,null,null,null,"n88E"]
[12279,null,"STEROWNICZE","S52906","0159090007258296240S52906","H05VVC4V5-K 300/500V","18G1,5 ",null,"BITNER","KMT",1,72220,"PLN",0.23,null,null,null,null,null,null,null,"n88E"]
[12290,null,"STEROWNICZE","S52917","0159090007258296240S52917","H05VVC4V5-K 300/500V","7G2,5",null,"BITNER","KMT",1,50080,"PLN",0.23,null,null,null,null,null,null,null,"n88E"]
[12299,null,"STEROWNICZE","S61800","0159090007258296240S61800","H07 VVH6-F 450/750V","3x1,5",null,"BITNER","KMT",1,8190,"PLN",0.23,null,null,null,null,null,null,null,"n31"]
[12305,null,"STEROWNICZE","S61806","0159090007258296240S61806","H07 VVH6-F 450/750V","3x2,5",null,"BITNER","KMT",1,13000,"PLN",0.23,null,null,null,null,null,null,null,"n31"]
[12310,null,"STEROWNICZE","S61811","0159090007258296240S61811","H07 VVH6-F 450/750V","12x2,5",null,"BITNER","KMT",1,51130,"PLN",0.23,null,null,null,null,null,null,null,"n31"]
[12323,null,"STEROWNICZE","IB0002","0159090007258296240IB0002","IB-BiT 1000","4G0,5",null,"BITNER","KMT",1,5930,"PLN",0.23,null,null,null,null,null,null,null,"n87E"]
[12335,null,"STEROWNICZE","IB0014","0159090007258296240IB0014","IB-BiT 1000","30G0,5",null,"BITNER","KMT",1,27160,"PLN",0.23,null,null,null,null,null,null,null,"n87E"]
[12339,null,"STEROWNICZE","IB0018","0159090007258296240IB0018","IB-BiT 1000","4G0,75",null,"BITNER","KMT",1,7000,"PLN",0.23,null,null,null,null,null,null,null,"n87E"]
[12350,null,"STEROWNICZE","IB0029","0159090007258296240IB0029","IB-BiT 1000","25G0,75",null,"BITNER","KMT",1,32030,"PLN",0.23,null,null,null,null,null,null,null,"n87E"]
[12365,null,"STEROWNICZE","IB0044","0159090007258296240IB0044","IB-BiT 1000","12G1,0",null,"BITNER","KMT",1,21120,"PLN",0.23,null,null,null,null,null,null,null,"n87E"]
[12376,null,"STEROWNICZE","IB0055","0159090007258296240IB0055","IB-BiT 1000","61G1,0",null,"BITNER","KMT",1,94750,"PLN",0.23,null,null,null,null,null,null,null,"n87E"]
[12380,null,"STEROWNICZE","IB0059","0159090007258296240IB0059","IB-BiT 1000","5G1,5",null,"BITNER","KMT",1,14230,"PLN",0.23,null,null,null,null,null,null,null,"n87E"]
[12392,null,"STEROWNICZE","IB0071","0159090007258296240IB0071","IB-BiT 1000","34G1,5",null,"BITNER","KMT",1,75800,"PLN",0.23,null,null,null,null,null,null,null,"n87E"]
[12405,null,"STEROWNICZE","IB0084","0159090007258296240IB0084","IB-BiT 1000","12G2,5",null,"BITNER","KMT",1,44370,"PLN",0.23,null,null,null,null,null,null,null,"n87E"]
[12410,null,"STEROWNICZE","IB0089","0159090007258296240IB0089","IB-BiT 1000","25G2,5",null,"BITNER","KMT",1,89810,"PLN",0.23,null,null,null,null,null,null,null,"n87E"]
[12420,null,"STEROWNICZE","IB0099","0159090007258296240IB0099","IB-BiT 1000","1x6",null,"BITNER","KMT",1,10140,"PLN",0.23,null,null,null,null,null,null,null,"n87E"]
[12425,null,"STEROWNICZE","IB0104","0159090007258296240IB0104","IB-BiT 1000","10G6",null,"BITNER","KMT",1,89560,"PLN",0.23,null,null,null,null,null,null,null,"n87E"]
[12436,null,"STEROWNICZE","IB0115","0159090007258296240IB0115","IB-BiT 1000","1x25",null,"BITNER","KMT",1,34550,"PLN",0.23,null,null,null,null,null,null,null,"n87E"]
[12450,null,"STEROWNICZE","IB0129","0159090007258296240IB0129","IB-BiT 1000","4G70",null,"BITNER","KMT",1,395760,"PLN",0.23,null,null,null,null,null,null,null,"n87E"]
[12455,null,"STEROWNICZE","IB0134","0159090007258296240IB0134","IB-BiT 1000","1x120",null,"BITNER","KMT",1,158650,"PLN",0.23,null,null,null,null,null,null,null,"n87E"]
[12469,null,"STEROWNICZE","IB0202","0159090007258296240IB0202","IB-BiT 1000","4x2x0,5",null,"BITNER","KMT",1,9390,"PLN",0.23,null,null,null,null,null,null,null,"n87E"]
[12480,null,"STEROWNICZE","IB0213","0159090007258296240IB0213","IB-BiT 1000","24x2x0,5",null,"BITNER","KMT",1,43970,"PLN",0.23,null,null,null,null,null,null,null,"n87E"]
[12485,null,"STEROWNICZE","IB0218","0159090007258296240IB0218","IB-BiT 1000","6x2x0,75",null,"BITNER","KMT",1,16600,"PLN",0.23,null,null,null,null,null,null,null,"n87E"]
[12497,null,"STEROWNICZE","IB0230","0159090007258296240IB0230","IB-BiT 1000","4x2x1",null,"BITNER","KMT",1,15950,"PLN",0.23,null,null,null,null,null,null,null,"n87E"]
[12510,null,"STEROWNICZE","IB0243","0159090007258296240IB0243","IB-BiT 1000","3x2x1,5",null,"BITNER","KMT",1,16940,"PLN",0.23,null,null,null,null,null,null,null,"n87E"]
[12513,null,"STEROWNICZE","IB0246","0159090007258296240IB0246","IB-BiT 1000","6x2x1,5",null,"BITNER","KMT",1,29130,"PLN",0.23,null,null,null,null,null,null,null,"n87E"]
[12525,null,"STEROWNICZE","IB0258","0159090007258296240IB0258","IB-BiT 1000","4x2x2,5",null,"BITNER","KMT",1,31440,"PLN",0.23,null,null,null,null,null,null,null,"n87E"]
[12540,null,"STEROWNICZE","IB0306","0159090007258296240IB0306","IB-BiT 1000 (St)","8x0,5",null,"BITNER","KMT",1,10520,"PLN",0.23,null,null,null,null,null,null,null,"n87E"]
[12541,null,"STEROWNICZE","IB0307","0159090007258296240IB0307","IB-BiT 1000 (St)","10x0,5",null,"BITNER","KMT",1,12970,"PLN",0.23,null,null,null,null,null,null,null,"n87E"]
[12555,null,"STEROWNICZE","IB0321","0159090007258296240IB0321","IB-BiT 1000 (St)","7x0,75",null,"BITNER","KMT",1,11960,"PLN",0.23,null,null,null,null,null,null,null,"n87E"]
[12566,null,"STEROWNICZE","IB0332","0159090007258296240IB0332","IB-BiT 1000 (St)","37x0,75",null,"BITNER","KMT",1,47080,"PLN",0.23,null,null,null,null,null,null,null,"n87E"]
[12570,null,"STEROWNICZE","IB0336","0159090007258296240IB0336","IB-BiT 1000 (St)","2x1",null,"BITNER","KMT",1,7250,"PLN",0.23,null,null,null,null,null,null,null,"n87E"]
[12585,null,"STEROWNICZE","IB0351","0159090007258296240IB0351","IB-BiT 1000 (St)","34x1",null,"BITNER","KMT",1,56580,"PLN",0.23,null,null,null,null,null,null,null,"n87E"]
[12590,null,"STEROWNICZE","IB0356","0159090007258296240IB0356","IB-BiT 1000 (St)","2x1,5",null,"BITNER","KMT",1,8280,"PLN",0.23,null,null,null,null,null,null,null,"n87E"]
[12600,null,"STEROWNICZE","IB0366","0159090007258296240IB0366","IB-BiT 1000 (St)","16x1,5",null,"BITNER","KMT",1,38290,"PLN",0.23,null,null,null,null,null,null,null,"n87E"]
[12610,null,"STEROWNICZE","IB0376","0159090007258296240IB0376","IB-BiT 1000 (St)","2x2,5",null,"BITNER","KMT",1,11390,"PLN",0.23,null,null,null,null,null,null,null,"n87E"]
[12625,null,"STEROWNICZE","IB0450","0159090007258296240IB0450","IB-BiT 1000 (St)","2x2x0,5",null,"BITNER","KMT",1,6970,"PLN",0.23,null,null,null,null,null,null,null,"n87E"]
[12630,null,"STEROWNICZE","IB0455","0159090007258296240IB0455","IB-BiT 1000 (St)","7x2x0,5",null,"BITNER","KMT",1,17050,"PLN",0.23,null,null,null,null,null,null,null,"n87E"]
[12643,null,"STEROWNICZE","IB0468","0159090007258296240IB0468","IB-BiT 1000 (St)","6x2x0,75",null,"BITNER","KMT",1,17920,"PLN",0.23,null,null,null,null,null,null,null,"n87E"]
[12655,null,"STEROWNICZE","IB0480","0159090007258296240IB0480","IB-BiT 1000 (St)","4x2x1",null,"BITNER","KMT",1,16150,"PLN",0.23,null,null,null,null,null,null,null,"n87E"]
[12663,null,"STEROWNICZE","IB0488","0159090007258296240IB0488","IB-BiT 1000 (St)","16x2x1",null,"BITNER","KMT",1,56290,"PLN",0.23,null,null,null,null,null,null,null,"n87E"]
[12674,null,"STEROWNICZE","IB0499","0159090007258296240IB0499","IB-BiT 1000 (St)","10x2x1,5",null,"BITNER","KMT",1,49650,"PLN",0.23,null,null,null,null,null,null,null,"n87E"]
[12675,null,"STEROWNICZE","IB0500","0159090007258296240IB0500","IB-BiT 1000 (St)","12x2x1,5",null,"BITNER","KMT",1,55540,"PLN",0.23,null,null,null,null,null,null,null,"n87E"]
[12687,null,"STEROWNICZE","IB0512","0159090007258296240IB0512","IB-BiT 1000 (St)","8x2x2,5",null,"BITNER","KMT",1,60040,"PLN",0.23,null,null,null,null,null,null,null,"n87E"]
[12700,null,"STEROWNICZE","IB0608","0159090007258296240IB0608","IB-BiT 1000 2(St)","12x2x0,5",null,"BITNER","KMT",1,35990,"PLN",0.23,null,null,null,null,null,null,null,"n87E"]
[12705,null,"STEROWNICZE","IB0613","0159090007258296240IB0613","IB-BiT 1000 2(St)","24x2x0,5",null,"BITNER","KMT",1,65100,"PLN",0.23,null,null,null,null,null,null,null,"n87E"]
[12720,null,"STEROWNICZE","IB0628","0159090007258296240IB0628","IB-BiT 1000 2(St)","2x2x1",null,"BITNER","KMT",1,14230,"PLN",0.23,null,null,null,null,null,null,null,"n87E"]
[12730,null,"STEROWNICZE","IB0638","0159090007258296240IB0638","IB-BiT 1000 2(St)","16x2x1",null,"BITNER","KMT",1,74380,"PLN",0.23,null,null,null,null,null,null,null,"n87E"]
[12740,null,"STEROWNICZE","IB0648","0159090007258296240IB0648","IB-BiT 1000 2(St)","8x2x1,5",null,"BITNER","KMT",1,51760,"PLN",0.23,null,null,null,null,null,null,null,"n87E"]
[12745,null,"STEROWNICZE","IB0653","0159090007258296240IB0653","IB-BiT 1000 2(St)","18x2x1,5",null,"BITNER","KMT",1,106580,"PLN",0.23,null,null,null,null,null,null,null,"n87E"]
[12760,null,"STEROWNICZE","IB0901","0159090007258296240IB0901","IB-BiT 1000 C","3x2x0,5",null,"BITNER","KMT",1,13200,"PLN",0.23,null,null,null,null,null,null,null,"n87E"]
[12764,null,"STEROWNICZE","IB0905","0159090007258296240IB0905","IB-BiT 1000 C","7x2x0,5",null,"BITNER","KMT",1,22720,"PLN",0.23,null,null,null,null,null,null,null,"n87E"]
[12775,null,"STEROWNICZE","IB0916","0159090007258296240IB0916","IB-BiT 1000 C","4x2x0,75",null,"BITNER","KMT",1,18840,"PLN",0.23,null,null,null,null,null,null,null,"n87E"]
[12784,null,"STEROWNICZE","IB0925","0159090007258296240IB0925","IB-BiT 1000 C","18x2x0,75",null,"BITNER","KMT",1,57860,"PLN",0.23,null,null,null,null,null,null,null,"n87E"]
[12794,null,"STEROWNICZE","IB0935","0159090007258296240IB0935","IB-BiT 1000 C","10x2x1",null,"BITNER","KMT",1,45240,"PLN",0.23,null,null,null,null,null,null,null,"n87E"]
[12805,null,"STEROWNICZE","IB0946","0159090007258296240IB0946","IB-BiT 1000 C","6x2x1,5",null,"BITNER","KMT",1,38920,"PLN",0.23,null,null,null,null,null,null,null,"n87E"]
[12817,null,"STEROWNICZE","IB0958","0159090007258296240IB0958","IB-BiT 1000 C","4x2x2,5",null,"BITNER","KMT",1,41510,"PLN",0.23,null,null,null,null,null,null,null,"n87E"]
[12820,null,"STEROWNICZE","IB0961","0159090007258296240IB0961","IB-BiT 1000 C","7x2x2,5",null,"BITNER","KMT",1,63390,"PLN",0.23,null,null,null,null,null,null,null,"n87E"]
[12837,null,"STEROWNICZE","IB0711","0159090007258296240IB0711","IB-BiT 1000 CY","18G0,5",null,"BITNER","KMT",1,27880,"PLN",0.23,null,null,null,null,null,null,null,"n87E"]
[12839,null,"STEROWNICZE","IB0713","0159090007258296240IB0713","IB-BiT 1000 CY","25G0,5",null,"BITNER","KMT",1,36090,"PLN",0.23,null,null,null,null,null,null,null,"n87E"]
[12850,null,"STEROWNICZE","IB0724","0159090007258296240IB0724","IB-BiT 1000 CY","12G0,75",null,"BITNER","KMT",1,25830,"PLN",0.23,null,null,null,null,null,null,null,"n87E"]
[12861,null,"STEROWNICZE","IB0735","0159090007258296240IB0735","IB-BiT 1000 CY","61G0,75",null,"BITNER","KMT",1,97180,"PLN",0.23,null,null,null,null,null,null,null,"n87E"]
[12875,null,"STEROWNICZE","IB0749","0159090007258296240IB0749","IB-BiT 1000 CY","25G1,0",null,"BITNER","KMT",1,56250,"PLN",0.23,null,null,null,null,null,null,null,"n87E"]
[12881,null,"STEROWNICZE","IB0755","0159090007258296240IB0755","IB-BiT 1000 CY","61G1,0",null,"BITNER","KMT",1,124000,"PLN",0.23,null,null,null,null,null,null,null,"n87E"]
[12894,null,"STEROWNICZE","IB0768","0159090007258296240IB0768","IB-BiT 1000 CY","21G1,5",null,"BITNER","KMT",1,66110,"PLN",0.23,null,null,null,null,null,null,null,"n87E"]
[12905,null,"STEROWNICZE","IB0779","0159090007258296240IB0779","IB-BiT 1000 CY","5G2,5",null,"BITNER","KMT",1,28640,"PLN",0.23,null,null,null,null,null,null,null,"n87E"]
[12914,null,"STEROWNICZE","IB0788","0159090007258296240IB0788","IB-BiT 1000 CY","21G2,5",null,"BITNER","KMT",1,99800,"PLN",0.23,null,null,null,null,null,null,null,"n87E"]
[12924,null,"STEROWNICZE","IB0798","0159090007258296240IB0798","IB-BiT 1000 CY","3G6",null,"BITNER","KMT",1,36750,"PLN",0.23,null,null,null,null,null,null,null,"n87E"]
[12925,null,"STEROWNICZE","IB0799","0159090007258296240IB0799","IB-BiT 1000 CY","4G6",null,"BITNER","KMT",1,46860,"PLN",0.23,null,null,null,null,null,null,null,"n87E"]
[12938,null,"STEROWNICZE","IB0812","0159090007258296240IB0812","IB-BiT 1000 CY","5G16",null,"BITNER","KMT",1,134710,"PLN",0.23,null,null,null,null,null,null,null,"n87E"]
[12950,null,"STEROWNICZE","IB0824","0159090007258296240IB0824","IB-BiT 1000 CY","4G50",null,"BITNER","KMT",1,317180,"PLN",0.23,null,null,null,null,null,null,null,"n87E"]
[12958,null,"STEROWNICZE","IB0832","0159090007258296240IB0832","IB-BiT 1000 CY","4G120",null,"BITNER","KMT",1,736410,"PLN",0.23,null,null,null,null,null,null,null,"n87E"]
[12969,null,"STEROWNICZE","S55107","0159090007258296240S55107","IB-BIT 500","18x0,5","giętki kabel sterowniczy do obwodów iskrobezpiecznych, 300/500V","BITNER","KMT",1,14590,"PLN",0.23,null,null,null,null,null,null,null,"n87E"]
[12980,null,"STEROWNICZE","S55120","0159090007258296240S55120","IB-BIT 500","2x1","giętki kabel sterowniczy do obwodów iskrobezpiecznych, 300/500V","BITNER","KMT",1,3510,"PLN",0.23,null,null,null,null,null,null,null,"n87E"]
[12991,null,"STEROWNICZE","S55132","0159090007258296240S55132","IB-BIT 500","5x1,5","giętki kabel sterowniczy do obwodów iskrobezpiecznych, 300/500V","BITNER","KMT",1,10810,"PLN",0.23,null,null,null,null,null,null,null,"n87E"]
[12999,null,"STEROWNICZE","S55141","0159090007258296240S55141","IB-BIT 500","14x0,5","giętki kabel sterowniczy do obwodów iskrobezpiecznych, 300/500V","BITNER","KMT",1,11360,"PLN",0.23,null,null,null,null,null,null,null,"n87E"]
[13002,null,"STEROWNICZE","S55144","0159090007258296240S55144","IB-BIT 500","21x0,5","giętki kabel sterowniczy do obwodów iskrobezpiecznych, 300/500V","BITNER","KMT",1,16870,"PLN",0.23,null,null,null,null,null,null,null,"n87E"]
[13014,null,"STEROWNICZE","S55156","0159090007258296240S55156","IB-BIT 500","21x0,75","giętki kabel sterowniczy do obwodów iskrobezpiecznych, 300/500V","BITNER","KMT",1,24050,"PLN",0.23,null,null,null,null,null,null,null,"n87E"]
[13025,null,"STEROWNICZE","S55167","0159090007258296240S55167","IB-BIT 500","16x1","giętki kabel sterowniczy do obwodów iskrobezpiecznych, 300/500V","BITNER","KMT",1,24050,"PLN",0.23,null,null,null,null,null,null,null,"n87E"]
[13035,null,"STEROWNICZE","S55177","0159090007258296240S55177","IB-BIT 500","19x1,5","giętki kabel sterowniczy do obwodów iskrobezpiecznych, 300/500V","BITNER","KMT",1,40120,"PLN",0.23,null,null,null,null,null,null,null,"n87E"]
[13044,null,"STEROWNICZE","S55186","0159090007258296240S55186","IB-BIT 500","21x2,5","giętki kabel sterowniczy do obwodów iskrobezpiecznych, 300/500V","BITNER","KMT",1,74520,"PLN",0.23,null,null,null,null,null,null,null,"n87E"]
[13055,null,"STEROWNICZE","S55197","0159090007258296240S55197","IB-BIT 500","7x4","giętki kabel sterowniczy do obwodów iskrobezpiecznych, 300/500V","BITNER","KMT",1,40620,"PLN",0.23,null,null,null,null,null,null,null,"n87E"]
[13059,null,"STEROWNICZE","S55201","0159090007258296240S55201","IB-BIT 500","42x0,5","giętki kabel sterowniczy do obwodów iskrobezpiecznych, 300/500V","BITNER","KMT",1,33420,"PLN",0.23,null,null,null,null,null,null,null,"n87E"]
[13070,null,"STEROWNICZE","S55212","0159090007258296240S55212","IB-BIT 500","56x1","giętki kabel sterowniczy do obwodów iskrobezpiecznych, 300/500V","BITNER","KMT",1,84210,"PLN",0.23,null,null,null,null,null,null,null,"n87E"]
[13079,null,"STEROWNICZE","S55221","0159090007258296240S55221","IB-BIT 500","50x1,5","giętki kabel sterowniczy do obwodów iskrobezpiecznych, 300/500V","BITNER","KMT",1,108000,"PLN",0.23,null,null,null,null,null,null,null,"n87E"]
[13089,null,"STEROWNICZE","S59527","0159090007258296240S59527","IB-BiT 500","10x2x0,5",null,"BITNER","KMT",1,15470,"PLN",0.23,null,null,null,null,null,null,null,"n87E"]
[13100,null,"STEROWNICZE","S59538","0159090007258296240S59538","IB-BiT 500","6x2x0,75",null,"BITNER","KMT",1,13540,"PLN",0.23,null,null,null,null,null,null,null,"n87E"]
[13112,null,"STEROWNICZE","S59550","0159090007258296240S59550","IB-BiT 500","4x2x1,0",null,"BITNER","KMT",1,12290,"PLN",0.23,null,null,null,null,null,null,null,"n87E"]
[13119,null,"STEROWNICZE","S59557","0159090007258296240S59557","IB-BiT 500","14x2x1,0",null,"BITNER","KMT",1,39830,"PLN",0.23,null,null,null,null,null,null,null,"n87E"]
[13132,null,"STEROWNICZE","S59570","0159090007258296240S59570","IB-BiT 500","3x2x2,5",null,"BITNER","KMT",1,20790,"PLN",0.23,null,null,null,null,null,null,null,"n87E"]
[13144,null,"STEROWNICZE","S59582","0159090007258296240S59582","IB-BiT 500","24x2x1,0",null,"BITNER","KMT",1,67180,"PLN",0.23,null,null,null,null,null,null,null,"n87E"]
[13155,null,"STEROWNICZE","SI0006","0159090007258296240SI0006","IB-BiT 500 (St)","8x0,5",null,"BITNER","KMT",1,7440,"PLN",0.23,null,null,null,null,null,null,null,"n87E"]
[13156,null,"STEROWNICZE","SI0007","0159090007258296240SI0007","IB-BiT 500 (St)","10x0,5",null,"BITNER","KMT",1,9380,"PLN",0.23,null,null,null,null,null,null,null,"n87E"]
[13174,null,"STEROWNICZE","SI0025","0159090007258296240SI0025","IB-BiT 500 (St)","10x1",null,"BITNER","KMT",1,16860,"PLN",0.23,null,null,null,null,null,null,null,"n87E"]
[13176,null,"STEROWNICZE","SI0027","0159090007258296240SI0027","IB-BiT 500 (St)","14x1",null,"BITNER","KMT",1,22340,"PLN",0.23,null,null,null,null,null,null,null,"n87E"]
[13189,null,"STEROWNICZE","SI0040","0159090007258296240SI0040","IB-BiT 500 (St)","10x1,5",null,"BITNER","KMT",1,23350,"PLN",0.23,null,null,null,null,null,null,null,"n87E"]
[13194,null,"STEROWNICZE","SI0045","0159090007258296240SI0045","IB-BiT 500 (St)","5x0,75",null,"BITNER","KMT",1,6860,"PLN",0.23,null,null,null,null,null,null,null,"n87E"]
[13209,null,"STEROWNICZE","SI0060","0159090007258296240SI0060","IB-BiT 500 (St)","2x1",null,"BITNER","KMT",1,4510,"PLN",0.23,null,null,null,null,null,null,null,"n87E"]
[13219,null,"STEROWNICZE","SI0071","0159090007258296240SI0071","IB-BiT 500 (St)","10x2,5",null,"BITNER","KMT",1,37410,"PLN",0.23,null,null,null,null,null,null,null,"n87E"]
[13229,null,"STEROWNICZE","SI0086","0159090007258296240SI0086","IB-BiT 500 (St)","8x2x0,5",null,"BITNER","KMT",1,14120,"PLN",0.23,null,null,null,null,null,null,null,"n87E"]
[13234,null,"STEROWNICZE","SI0091","0159090007258296240SI0091","IB-BiT 500 (St)","18x2x0,5",null,"BITNER","KMT",1,29950,"PLN",0.23,null,null,null,null,null,null,null,"n87E"]
[13249,null,"STEROWNICZE","SI0106","0159090007258296240SI0106","IB-BiT 500 (St)","20x2x0,75",null,"BITNER","KMT",1,45830,"PLN",0.23,null,null,null,null,null,null,null,"n87E"]
[13253,null,"STEROWNICZE","SI0110","0159090007258296240SI0110","IB-BiT 500 (St)","4x2x1",null,"BITNER","KMT",1,14050,"PLN",0.23,null,null,null,null,null,null,null,"n87E"]
[13264,null,"STEROWNICZE","SI0121","0159090007258296240SI0121","IB-BiT 500 (St)","4x2x1,5",null,"BITNER","KMT",1,18980,"PLN",0.23,null,null,null,null,null,null,null,"n87E"]
[13273,null,"STEROWNICZE","SI0130","0159090007258296240SI0130","IB-BiT 500 (St)","3x2x2,5",null,"BITNER","KMT",1,23090,"PLN",0.23,null,null,null,null,null,null,null,"n87E"]
[13289,null,"STEROWNICZE","SI0146","0159090007258296240SI0146","IB-BiT 500 (St)","16x2x2,5",null,"BITNER","KMT",1,110910,"PLN",0.23,null,null,null,null,null,null,null,"n87E"]
[13294,null,"STEROWNICZE","SI1004","0159090007258296240SI1004","IB-BiT 500 (St)","56x0,5",null,"BITNER","KMT",1,44840,"PLN",0.23,null,null,null,null,null,null,null,"n87E"]
[13306,null,"STEROWNICZE","SI1016","0159090007258296240SI1016","IB-BiT 500 (St)","42x1",null,"BITNER","KMT",1,63840,"PLN",0.23,null,null,null,null,null,null,null,"n87E"]
[13309,null,"STEROWNICZE","SI1019","0159090007258296240SI1019","IB-BiT 500 (St)","61x1",null,"BITNER","KMT",1,90940,"PLN",0.23,null,null,null,null,null,null,null,"n87E"]
[13324,null,"STEROWNICZE","SI1034","0159090007258296240SI1034","IB-BiT 500 (St)","30x2,5",null,"BITNER","KMT",1,105320,"PLN",0.23,null,null,null,null,null,null,null,"n87E"]
[13330,null,"STEROWNICZE","SI1040","0159090007258296240SI1040","IB-BiT 500 (St)","3x4",null,"BITNER","KMT",1,19090,"PLN",0.23,null,null,null,null,null,null,null,"n87E"]
[13339,null,"STEROWNICZE","SI0253","0159090007258296240SI0253","IB-BiT 500 2(St)","5x2x0,5",null,"BITNER","KMT",1,13830,"PLN",0.23,null,null,null,null,null,null,null,"n87E"]
[13350,null,"STEROWNICZE","SI0264","0159090007258296240SI0264","IB-BiT 500 2(St)","2x2x0,75",null,"BITNER","KMT",1,7690,"PLN",0.23,null,null,null,null,null,null,null,"n87E"]
[13364,null,"STEROWNICZE","SI0278","0159090007258296240SI0278","IB-BiT 500 2(St)","2x2x1,0",null,"BITNER","KMT",1,10660,"PLN",0.23,null,null,null,null,null,null,null,"n87E"]
[13369,null,"STEROWNICZE","SI0283","0159090007258296240SI0283","IB-BiT 500 2(St)","7x2x1,0",null,"BITNER","KMT",1,30930,"PLN",0.23,null,null,null,null,null,null,null,"n87E"]
[13383,null,"STEROWNICZE","SI0297","0159090007258296240SI0297","IB-BiT 500 2(St)","7x2x1,5",null,"BITNER","KMT",1,40210,"PLN",0.23,null,null,null,null,null,null,null,"n87E"]
[13394,null,"STEROWNICZE","SI0308","0159090007258296240SI0308","IB-BiT 500 2(St)","4x2x2,5",null,"BITNER","KMT",1,34560,"PLN",0.23,null,null,null,null,null,null,null,"n87E"]
[13403,null,"STEROWNICZE","S59593","0159090007258296240S59593","IB-BiT 500 C","24x2x1,5",null,"BITNER","KMT",1,114930,"PLN",0.23,null,null,null,null,null,null,null,"n87E"]
[13409,null,"STEROWNICZE","S59599","0159090007258296240S59599","IB-BiT 500 C","20x2x1,5",null,"BITNER","KMT",1,98070,"PLN",0.23,null,null,null,null,null,null,null,"n87E"]
[13424,null,"STEROWNICZE","S59614","0159090007258296240S59614","IB-BiT 500 C","2x2x0,75",null,"BITNER","KMT",1,9220,"PLN",0.23,null,null,null,null,null,null,null,"n87E"]
[13427,null,"STEROWNICZE","S59617","0159090007258296240S59617","IB-BiT 500 C","5x2x0,75",null,"BITNER","KMT",1,17850,"PLN",0.23,null,null,null,null,null,null,null,"n87E"]
[13439,null,"STEROWNICZE","S59629","0159090007258296240S59629","IB-BiT 500 C","3x2x1,0",null,"BITNER","KMT",1,14430,"PLN",0.23,null,null,null,null,null,null,null,"n87E"]
[13452,null,"STEROWNICZE","S59642","0159090007258296240S59642","IB-BiT 500 C","5x2x1,5",null,"BITNER","KMT",1,29190,"PLN",0.23,null,null,null,null,null,null,null,"n87E"]
[13454,null,"STEROWNICZE","S59644","0159090007258296240S59644","IB-BiT 500 C","7x2x1,5",null,"BITNER","KMT",1,38980,"PLN",0.23,null,null,null,null,null,null,null,"n87E"]
[13469,null,"STEROWNICZE","S59659","0159090007258296240S59659","IB-BiT 500 C","16x2x2,5",null,"BITNER","KMT",1,126240,"PLN",0.23,null,null,null,null,null,null,null,"n87E"]
[13480,null,"STEROWNICZE","S59670","0159090007258296240S59670","IB-BiT 500 C","16x0,5",null,"BITNER","KMT",1,17750,"PLN",0.23,null,null,null,null,null,null,null,"n87E"]
[13484,null,"STEROWNICZE","S59674","0159090007258296240S59674","IB-BiT 500 C","27x0,5",null,"BITNER","KMT",1,27360,"PLN",0.23,null,null,null,null,null,null,null,"n87E"]
[13496,null,"STEROWNICZE","S59686","0159090007258296240S59686","IB-BiT 500 C","8x0,75",null,"BITNER","KMT",1,13670,"PLN",0.23,null,null,null,null,null,null,null,"n87E"]
[13509,null,"STEROWNICZE","S59699","0159090007258296240S59699","IB-BiT 500 C","2x1",null,"BITNER","KMT",1,5210,"PLN",0.23,null,null,null,null,null,null,null,"n87E"]
[13514,null,"STEROWNICZE","S59704","0159090007258296240S59704","IB-BiT 500 C","7x1",null,"BITNER","KMT",1,14330,"PLN",0.23,null,null,null,null,null,null,null,"n87E"]
[13529,null,"STEROWNICZE","S59719","0159090007258296240S59719","IB-BiT 500 C","7x1,5",null,"BITNER","KMT",1,19700,"PLN",0.23,null,null,null,null,null,null,null,"n87E"]
[13539,null,"STEROWNICZE","S59729","0159090007258296240S59729","IB-BiT 500 C","4x2,5",null,"BITNER","KMT",1,18800,"PLN",0.23,null,null,null,null,null,null,null,"n87E"]
[13544,null,"STEROWNICZE","S59735","0159090007258296240S59735","IB-BiT 500 C","14x2,5",null,"BITNER","KMT",1,55910,"PLN",0.23,null,null,null,null,null,null,null,"n87E"]
[13557,null,"STEROWNICZE","S59748","0159090007258296240S59748","IB-BiT 500 C","56x0,5",null,"BITNER","KMT",1,51880,"PLN",0.23,null,null,null,null,null,null,null,"n87E"]
[13559,null,"STEROWNICZE","S59750","0159090007258296240S59750","IB-BiT 500 C","27x0,75",null,"BITNER","KMT",1,37100,"PLN",0.23,null,null,null,null,null,null,null,"n87E"]
[13573,null,"STEROWNICZE","S59764","0159090007258296240S59764","IB-BiT 500 C","21x1,5",null,"BITNER","KMT",1,51840,"PLN",0.23,null,null,null,null,null,null,null,"n87E"]
[13584,null,"STEROWNICZE","S59775","0159090007258296240S59775","IB-BiT 500 C","3x4",null,"BITNER","KMT",1,22130,"PLN",0.23,null,null,null,null,null,null,null,"n87E"]
[13589,null,"STEROWNICZE","S59780","0159090007258296240S59780","IB-BiT 500 C","12x4",null,"BITNER","KMT",1,77940,"PLN",0.23,null,null,null,null,null,null,null,"n87E"]
[13601,null,"STEROWNICZE","SI0161","0159090007258296240SI0161","IB-BiT 500 CY ","18x0,5",null,"BITNER","KMT",1,22450,"PLN",0.23,null,null,null,null,null,null,null,"n87E"]
[13614,null,"STEROWNICZE","SI0176","0159090007258296240SI0176","IB-BiT 500 CY ","10x0,75",null,"BITNER","KMT",1,19470,"PLN",0.23,null,null,null,null,null,null,null,"n87E"]
[13617,null,"STEROWNICZE","SI0179","0159090007258296240SI0179","IB-BiT 500 CY ","16x0,75",null,"BITNER","KMT",1,26840,"PLN",0.23,null,null,null,null,null,null,null,"n87E"]
[13629,null,"STEROWNICZE","SI0193","0159090007258296240SI0193","IB-BiT 500 CY ","12x1",null,"BITNER","KMT",1,25970,"PLN",0.23,null,null,null,null,null,null,null,"n87E"]
[13644,null,"STEROWNICZE","SI0210","0159090007258296240SI0210","IB-BiT 500 CY ","2x2,5",null,"BITNER","KMT",1,13410,"PLN",0.23,null,null,null,null,null,null,null,"n87E"]
[13650,null,"STEROWNICZE","SI0218","0159090007258296240SI0218","IB-BiT 500 CY ","12x2,5",null,"BITNER","KMT",1,51990,"PLN",0.23,null,null,null,null,null,null,null,"n87E"]
[13659,null,"STEROWNICZE","SI0229","0159090007258296240SI0229","IB-BiT 500 CY ","42x2,5",null,"BITNER","KMT",1,167730,"PLN",0.23,null,null,null,null,null,null,null,"n87E"]
[13670,null,"STEROWNICZE","SI0240","0159090007258296240SI0240","IB-BiT 500 CY ","40x0,5",null,"BITNER","KMT",1,42490,"PLN",0.23,null,null,null,null,null,null,null,"n87E"]
[13674,null,"STEROWNICZE","SI0244","0159090007258296240SI0244","IB-BiT 500 CY ","61x0,5",null,"BITNER","KMT",1,60490,"PLN",0.23,null,null,null,null,null,null,null,"n87E"]
[13689,null,"STEROWNICZE","SI1164","0159090007258296240SI1164","IB-BiT 500 CY ","37x1",null,"BITNER","KMT",1,66580,"PLN",0.23,null,null,null,null,null,null,null,"n87E"]
[13694,null,"STEROWNICZE","SI1169","0159090007258296240SI1169","IB-BiT 500 CY ","61x1",null,"BITNER","KMT",1,104900,"PLN",0.23,null,null,null,null,null,null,null,"n87E"]
[13704,null,"STEROWNICZE","SI1179","0159090007258296240SI1179","IB-BiT 500 CY ","37x1,5",null,"BITNER","KMT",1,91690,"PLN",0.23,null,null,null,null,null,null,null,"n87E"]
[13714,null,"STEROWNICZE","S31954","0159090007258296240S31954","IB-BiT LiYCY  300/300V","6x0,14","giętki kabel sterowniczy ekranowany do systemów iskrobezpiecznych, żyły kolorowe, 300/300V","BITNER","KMT",1,4440,"PLN",0.23,null,null,null,null,null,null,null,"n87E"]
[13723,null,"STEROWNICZE","S31963","0159090007258296240S31963","IB-BiT LiYCY  300/300V","21x0,14","giętki kabel sterowniczy ekranowany do systemów iskrobezpiecznych, żyły kolorowe, 300/300V","BITNER","KMT",1,11900,"PLN",0.23,null,null,null,null,null,null,null,"n87E"]
[13734,null,"STEROWNICZE","S31974","0159090007258296240S31974","IB-BiT LiYCY  300/300V","3x0,25","giętki kabel sterowniczy ekranowany do systemów iskrobezpiecznych, żyły kolorowe, 300/300V","BITNER","KMT",1,3420,"PLN",0.23,null,null,null,null,null,null,null,"n87E"]
[13747,null,"STEROWNICZE","S31987","0159090007258296240S31987","IB-BiT LiYCY  300/300V","27x0,25","giętki kabel sterowniczy ekranowany do systemów iskrobezpiecznych, żyły kolorowe, 300/300V","BITNER","KMT",1,"oferta","PLN",0.23,null,null,null,null,null,null,null,"n87E"]
[13759,null,"STEROWNICZE","S32180","0159090007258296240S32180","IB-BiT LiYCY  300/300V","5x0,34","giętki kabel sterowniczy ekranowany do systemów iskrobezpiecznych, żyły kolorowe, 300/300V","BITNER","KMT",1,6450,"PLN",0.23,null,null,null,null,null,null,null,"n87E"]
[13764,null,"STEROWNICZE","S32185","0159090007258296240S32185","IB-BiT LiYCY  300/300V","12x0,34","giętki kabel sterowniczy ekranowany do systemów iskrobezpiecznych, żyły kolorowe, 300/300V","BITNER","KMT",1,13830,"PLN",0.23,null,null,null,null,null,null,null,"n87E"]
[13771,null,"STEROWNICZE","S32192","0159090007258296240S32192","IB-BiT LiYCY  300/300V","30x0,34","giętki kabel sterowniczy ekranowany do systemów iskrobezpiecznych, żyły kolorowe, 300/300V","BITNER","KMT",1,"oferta","PLN",0.23,null,null,null,null,null,null,null,"n87E"]
[13789,null,"STEROWNICZE","S32210","0159090007258296240S32210","IB-BiT LiYCY  300/300V","18x0,5","giętki kabel sterowniczy ekranowany do systemów iskrobezpiecznych, żyły kolorowe, 300/300V","BITNER","KMT",1,19800,"PLN",0.23,null,null,null,null,null,null,null,"n87E"]
[13791,null,"STEROWNICZE","S32212","0159090007258296240S32212","IB-BiT LiYCY  300/300V","27x0,5","giętki kabel sterowniczy ekranowany do systemów iskrobezpiecznych, żyły kolorowe, 300/300V","BITNER","KMT",1,"oferta","PLN",0.23,null,null,null,null,null,null,null,"n87E"]
[13804,null,"STEROWNICZE","S32225","0159090007258296240S32225","IB-BiT LiYCY  300/300V","12x0,75","giętki kabel sterowniczy ekranowany do systemów iskrobezpiecznych, żyły kolorowe, 300/300V","BITNER","KMT",1,18770,"PLN",0.23,null,null,null,null,null,null,null,"n87E"]
[13809,null,"STEROWNICZE","S32230","0159090007258296240S32230","IB-BiT LiYCY  300/300V","27x0,75","giętki kabel sterowniczy ekranowany do systemów iskrobezpiecznych, żyły kolorowe, 300/300V","BITNER","KMT",1,36560,"PLN",0.23,null,null,null,null,null,null,null,"n87E"]
[13824,null,"STEROWNICZE","S32245","0159090007258296240S32245","IB-BiT LiYCY  300/300V","27x1","giętki kabel sterowniczy ekranowany do systemów iskrobezpiecznych, żyły kolorowe, 300/300V","BITNER","KMT",1,"oferta","PLN",0.23,null,null,null,null,null,null,null,"n87E"]
[13834,null,"STEROWNICZE","S32255","0159090007258296240S32255","IB-BiT LiYCY  300/300V","12x1,5","giętki kabel sterowniczy ekranowany do systemów iskrobezpiecznych, żyły kolorowe, 300/300V","BITNER","KMT",1,30890,"PLN",0.23,null,null,null,null,null,null,null,"n87E"]
[13844,null,"STEROWNICZE","S32265","0159090007258296240S32265","IB-BiT LiYCY  300/300V","5x2,5","giętki kabel sterowniczy ekranowany do systemów iskrobezpiecznych, żyły kolorowe, 300/300V","BITNER","KMT",1,23670,"PLN",0.23,null,null,null,null,null,null,null,"n87E"]
[13853,null,"STEROWNICZE","S32274","0159090007258296240S32274","IB-BiT LiYCY  300/300V","6x1","giętki kabel sterowniczy ekranowany do systemów iskrobezpiecznych, żyły kolorowe, 300/300V","BITNER","KMT",1,12260,"PLN",0.23,null,null,null,null,null,null,null,"n87E"]
[13864,null,"STEROWNICZE","S32285","0159090007258296240S32285","IB-BiT LiYCY  300/300V","20x1,5","giętki kabel sterowniczy ekranowany do systemów iskrobezpiecznych, żyły kolorowe, 300/300V","BITNER","KMT",1,49060,"PLN",0.23,null,null,null,null,null,null,null,"n87E"]
[13868,null,"STEROWNICZE","S32300","0159090007258296240S32300","IB-BiT LiYCY  300/300V","2x2x0,5","giętki kabel sterowniczy ekranowany do systemów iskrobezpiecznych, żyły kolorowe, 300/300V","BITNER","KMT",1,6310,"PLN",0.23,null,null,null,null,null,null,null,"n87E"]
[13879,null,"STEROWNICZE","S32311","0159090007258296240S32311","IB-BiT LiYCY  300/300V","24x2x0,5","giętki kabel sterowniczy ekranowany do systemów iskrobezpiecznych, żyły kolorowe, 300/300V","BITNER","KMT",1,48110,"PLN",0.23,null,null,null,null,null,null,null,"n87E"]
[13888,null,"STEROWNICZE","S32320","0159090007258296240S32320","IB-BiT LiYCY  300/300V","18x2x0,75","giętki kabel sterowniczy ekranowany do systemów iskrobezpiecznych, żyły kolorowe, 300/300V","BITNER","KMT",1,52580,"PLN",0.23,null,null,null,null,null,null,null,"n87E"]
[13898,null,"STEROWNICZE","S32330","0159090007258296240S32330","IB-BiT LiYCY  300/300V","10x2x1,5","giętki kabel sterowniczy ekranowany do systemów iskrobezpiecznych, żyły kolorowe, 300/300V","BITNER","KMT",1,53780,"PLN",0.23,null,null,null,null,null,null,null,"n87E"]
[13909,null,"STEROWNICZE","S32342","0159090007258296240S32342","IB-BiT LiYCY  300/300V","8x2x0,14","giętki kabel sterowniczy ekranowany do systemów iskrobezpiecznych, żyły kolorowe, 300/300V","BITNER","KMT",1,8690,"PLN",0.23,null,null,null,null,null,null,null,"n87E"]
[13921,null,"STEROWNICZE","S32354","0159090007258296240S32354","IB-BiT LiYCY  300/300V","6x2x0,25","giętki kabel sterowniczy ekranowany do systemów iskrobezpiecznych, żyły kolorowe, 300/300V","BITNER","KMT",1,9540,"PLN",0.23,null,null,null,null,null,null,null,"n87E"]
[13924,null,"STEROWNICZE","S32357","0159090007258296240S32357","IB-BiT LiYCY  300/300V","10x2x0,25","giętki kabel sterowniczy ekranowany do systemów iskrobezpiecznych, żyły kolorowe, 300/300V","BITNER","KMT",1,14200,"PLN",0.23,null,null,null,null,null,null,null,"n87E"]
[13941,null,"STEROWNICZE","S32374","0159090007258296240S32374","IB-BiT LiYCY  300/300V","16x2x0,34","giętki kabel sterowniczy ekranowany do systemów iskrobezpiecznych, żyły kolorowe, 300/300V","BITNER","KMT",1,27340,"PLN",0.23,null,null,null,null,null,null,null,"n87E"]
[13943,null,"STEROWNICZE","S32376","0159090007258296240S32376","IB-BiT LiYCY  300/300V","20x2x0,34","giętki kabel sterowniczy ekranowany do systemów iskrobezpiecznych, żyły kolorowe, 300/300V","BITNER","KMT",1,31950,"PLN",0.23,null,null,null,null,null,null,null,"n87E"]
[13954,null,"STEROWNICZE","SI0541","0159090007258296240SI0541","IB-BiT LiYCY  300/500V","3x0,5",null,"BITNER","KMT",1,5950,"PLN",0.23,null,null,null,null,null,null,null,"n87E"]
[13965,null,"STEROWNICZE","SI0552","0159090007258296240SI0552","IB-BiT LiYCY  300/500V","19x0,5",null,"BITNER","KMT",1,21840,"PLN",0.23,null,null,null,null,null,null,null,"n87E"]
[13973,null,"STEROWNICZE","SI0560","0159090007258296240SI0560","IB-BiT LiYCY  300/500V","42x0,5",null,"BITNER","KMT",1,"oferta","PLN",0.23,null,null,null,null,null,null,null,"n87E"]
[13984,null,"STEROWNICZE","SI0571","0159090007258296240SI0571","IB-BiT LiYCY  300/500V","10x0,75",null,"BITNER","KMT",1,18680,"PLN",0.23,null,null,null,null,null,null,null,"n87E"]
[13998,null,"STEROWNICZE","SI0585","0159090007258296240SI0585","IB-BiT LiYCY  300/500V","50x0,75",null,"BITNER","KMT",1,"oferta","PLN",0.23,null,null,null,null,null,null,null,"n87E"]
[14009,null,"STEROWNICZE","SI0596","0159090007258296240SI0596","IB-BiT LiYCY  300/500V","12x1,0",null,"BITNER","KMT",1,25400,"PLN",0.23,null,null,null,null,null,null,null,"n87E"]
[14018,null,"STEROWNICZE","SI0605","0159090007258296240SI0605","IB-BiT LiYCY  300/500V","34x1,0",null,"BITNER","KMT",1,"oferta","PLN",0.23,null,null,null,null,null,null,null,"n87E"]
[14028,null,"STEROWNICZE","SI0615","0159090007258296240SI0615","IB-BiT LiYCY  300/500V","5x1,5",null,"BITNER","KMT",1,16370,"PLN",0.23,null,null,null,null,null,null,null,"n87E"]
[14039,null,"STEROWNICZE","SI0626","0159090007258296240SI0626","IB-BiT LiYCY  300/500V","25x1,5",null,"BITNER","KMT",1,69780,"PLN",0.23,null,null,null,null,null,null,null,"n87E"]
[14042,null,"STEROWNICZE","SI0629","0159090007258296240SI0629","IB-BiT LiYCY  300/500V","34x1,5",null,"BITNER","KMT",1,"oferta","PLN",0.23,null,null,null,null,null,null,null,"n87E"]
[14058,null,"STEROWNICZE","SI0645","0159090007258296240SI0645","IB-BiT LiYCY  300/500V","16x2,5",null,"BITNER","KMT",1,70820,"PLN",0.23,null,null,null,null,null,null,null,"n87E"]
[14062,null,"STEROWNICZE","SI0649","0159090007258296240SI0649","IB-BiT LiYCY  300/500V","30x2,5",null,"BITNER","KMT",1,"oferta","PLN",0.23,null,null,null,null,null,null,null,"n87E"]
[14073,null,"STEROWNICZE","SI0667","0159090007258296240SI0667","IB-BiT LiYCY  300/500V","8x2x0,5",null,"BITNER","KMT",1,20100,"PLN",0.23,null,null,null,null,null,null,null,"n87E"]
[14084,null,"STEROWNICZE","SI0678","0159090007258296240SI0678","IB-BiT LiYCY  300/500V","5x2x0,75",null,"BITNER","KMT",1,19270,"PLN",0.23,null,null,null,null,null,null,null,"n87E"]
[14095,null,"STEROWNICZE","SI0689","0159090007258296240SI0689","IB-BiT LiYCY  300/500V","2x2x1,0",null,"BITNER","KMT",1,11980,"PLN",0.23,null,null,null,null,null,null,null,"n87E"]
[14103,null,"STEROWNICZE","SI0697","0159090007258296240SI0697","IB-BiT LiYCY  300/500V","12x2x1,0",null,"BITNER","KMT",1,47960,"PLN",0.23,null,null,null,null,null,null,null,"n87E"]
[14115,null,"STEROWNICZE","SI0709","0159090007258296240SI0709","IB-BiT LiYCY  300/500V","8x2x1,5",null,"BITNER","KMT",1,46410,"PLN",0.23,null,null,null,null,null,null,null,"n87E"]
[14118,null,"STEROWNICZE","SI0712","0159090007258296240SI0712","IB-BiT LiYCY  300/500V","14x2x1,5",null,"BITNER","KMT",1,75420,"PLN",0.23,null,null,null,null,null,null,null,"n87E"]
[14129,null,"STEROWNICZE","SI0723","0159090007258296240SI0723","IB-BiT LiYCY  300/500V","8x2x2,5",null,"BITNER","KMT",1,71000,"PLN",0.23,null,null,null,null,null,null,null,"n87E"]
[14139,null,"STEROWNICZE","S32005","0159090007258296240S32005","IB-BiT LiYY  300/300V","8x0,5","elastyczny kabel sterowniczy do systemów iskrobezpiecznych, żyły kolorowe, 300/300V","BITNER","KMT",1,6610,"PLN",0.23,null,null,null,null,null,null,null,"n87E"]
[14148,null,"STEROWNICZE","S32014","0159090007258296240S32014","IB-BiT LiYY  300/300V","37x0,5","elastyczny kabel sterowniczy do systemów iskrobezpiecznych, żyły kolorowe, 300/300V","BITNER","KMT",1,27430,"PLN",0.23,null,null,null,null,null,null,null,"n87E"]
[14159,null,"STEROWNICZE","S32025","0159090007258296240S32025","IB-BiT LiYY  300/300V","16x0,75","elastyczny kabel sterowniczy do systemów iskrobezpiecznych, żyły kolorowe, 300/300V","BITNER","KMT",1,17790,"PLN",0.23,null,null,null,null,null,null,null,"n87E"]
[14173,null,"STEROWNICZE","S32039","0159090007258296240S32039","IB-BiT LiYY  300/300V","16x1","elastyczny kabel sterowniczy do systemów iskrobezpiecznych, żyły kolorowe, 300/300V","BITNER","KMT",1,23740,"PLN",0.23,null,null,null,null,null,null,null,"n87E"]
[14178,null,"STEROWNICZE","S32044","0159090007258296240S32044","IB-BiT LiYY  300/300V","4x1,5","elastyczny kabel sterowniczy do systemów iskrobezpiecznych, żyły kolorowe, 300/300V","BITNER","KMT",1,8880,"PLN",0.23,null,null,null,null,null,null,null,"n87E"]
[14192,null,"STEROWNICZE","S32058","0159090007258296240S32058","IB-BiT LiYY  300/300V","7x2,5","elastyczny kabel sterowniczy do systemów iskrobezpiecznych, żyły kolorowe, 300/300V","BITNER","KMT",1,24310,"PLN",0.23,null,null,null,null,null,null,null,"n87E"]
[14193,null,"STEROWNICZE","S32059","0159090007258296240S32059","IB-BiT LiYY  300/300V","8x2,5","elastyczny kabel sterowniczy do systemów iskrobezpiecznych, żyły kolorowe, 300/300V","BITNER","KMT",1,27320,"PLN",0.23,null,null,null,null,null,null,null,"n87E"]
[14204,null,"STEROWNICZE","S33908","0159090007258296240S33908","IB-BiT LiYY  300/300V","12x0,14","elastyczny kabel sterowniczy do systemów iskrobezpiecznych, żyły kolorowe, 300/300V","BITNER","KMT",1,3390,"PLN",0.23,null,null,null,null,null,null,null,"n87E"]
[14216,null,"STEROWNICZE","S33920","0159090007258296240S33920","IB-BiT LiYY  300/300V","52x0,14","elastyczny kabel sterowniczy do systemów iskrobezpiecznych, żyły kolorowe, 300/300V","BITNER","KMT",1,"oferta","PLN",0.23,null,null,null,null,null,null,null,"n87E"]
[14223,null,"STEROWNICZE","S33927","0159090007258296240S33927","IB-BiT LiYY  300/300V","6x0,25","elastyczny kabel sterowniczy do systemów iskrobezpiecznych, żyły kolorowe, 300/300V","BITNER","KMT",1,3170,"PLN",0.23,null,null,null,null,null,null,null,"n87E"]
[14236,null,"STEROWNICZE","S33940","0159090007258296240S33940","IB-BiT LiYY  300/300V","40x0,25","elastyczny kabel sterowniczy do systemów iskrobezpiecznych, żyły kolorowe, 300/300V","BITNER","KMT",1,"oferta","PLN",0.23,null,null,null,null,null,null,null,"n87E"]
[14248,null,"STEROWNICZE","S33952","0159090007258296240S33952","IB-BiT LiYY  300/300V","8x0,34","elastyczny kabel sterowniczy do systemów iskrobezpiecznych, żyły kolorowe, 300/300V","BITNER","KMT",1,5150,"PLN",0.23,null,null,null,null,null,null,null,"n87E"]
[14259,null,"STEROWNICZE","S33963","0159090007258296240S33963","IB-BiT LiYY  300/300V","40x0,34","elastyczny kabel sterowniczy do systemów iskrobezpiecznych, żyły kolorowe, 300/300V","BITNER","KMT",1,"oferta","PLN",0.23,null,null,null,null,null,null,null,"n87E"]
[14269,null,"STEROWNICZE","S33973","0159090007258296240S33973","IB-BiT LiYY  300/300V","52x0,5","elastyczny kabel sterowniczy do systemów iskrobezpiecznych, żyły kolorowe, 300/300V","BITNER","KMT",1,"oferta","PLN",0.23,null,null,null,null,null,null,null,"n87E"]
[14278,null,"STEROWNICZE","S33982","0159090007258296240S33982","IB-BiT LiYY  300/300V","6x2,5","elastyczny kabel sterowniczy do systemów iskrobezpiecznych, żyły kolorowe, 300/300V","BITNER","KMT",1,21270,"PLN",0.23,null,null,null,null,null,null,null,"n87E"]
[14280,null,"STEROWNICZE","S34301","0159090007258296240S34301","IB-BiT LiYY  300/300V","3x2x0,14","elastyczny kabel sterowniczy do systemów iskrobezpiecznych, żyły kolorowe, 300/300V","BITNER","KMT",1,1980,"PLN",0.23,null,null,null,null,null,null,null,"n87E"]
[14293,null,"STEROWNICZE","S34314","0159090007258296240S34314","IB-BiT LiYY  300/300V","2x2x0,25","elastyczny kabel sterowniczy do systemów iskrobezpiecznych, żyły kolorowe, 300/300V","BITNER","KMT",1,2320,"PLN",0.23,null,null,null,null,null,null,null,"n87E"]
[14308,null,"STEROWNICZE","S34329","0159090007258296240S34329","IB-BiT LiYY  300/300V","3x2x0,34","elastyczny kabel sterowniczy do systemów iskrobezpiecznych, żyły kolorowe, 300/300V","BITNER","KMT",1,3850,"PLN",0.23,null,null,null,null,null,null,null,"n87E"]
[14313,null,"STEROWNICZE","S34334","0159090007258296240S34334","IB-BiT LiYY  300/300V","8x2x0,34","elastyczny kabel sterowniczy do systemów iskrobezpiecznych, żyły kolorowe, 300/300V","BITNER","KMT",1,9790,"PLN",0.23,null,null,null,null,null,null,null,"n87E"]
[14323,null,"STEROWNICZE","S34344","0159090007258296240S34344","IB-BiT LiYY  300/300V","4x2x0,5","elastyczny kabel sterowniczy do systemów iskrobezpiecznych, żyły kolorowe, 300/300V","BITNER","KMT",1,6600,"PLN",0.23,null,null,null,null,null,null,null,"n87E"]
[14333,null,"STEROWNICZE","S34354","0159090007258296240S34354","IB-BiT LiYY  300/300V","20x2x0,5","elastyczny kabel sterowniczy do systemów iskrobezpiecznych, żyły kolorowe, 300/300V","BITNER","KMT",1,31250,"PLN",0.23,null,null,null,null,null,null,null,"n87E"]
[14338,null,"STEROWNICZE","S34359","0159090007258296240S34359","IB-BiT LiYY  300/300V","5x2x0,75","elastyczny kabel sterowniczy do systemów iskrobezpiecznych, żyły kolorowe, 300/300V","BITNER","KMT",1,11930,"PLN",0.23,null,null,null,null,null,null,null,"n87E"]
[14353,null,"STEROWNICZE","S34374","0159090007258296240S34374","IB-BiT LiYY  300/300V","16x2x1","elastyczny kabel sterowniczy do systemów iskrobezpiecznych, żyły kolorowe, 300/300V","BITNER","KMT",1,48470,"PLN",0.23,null,null,null,null,null,null,null,"n87E"]
[14357,null,"STEROWNICZE","S34378","0159090007258296240S34378","IB-BiT LiYY  300/300V","4x2x1,5","elastyczny kabel sterowniczy do systemów iskrobezpiecznych, żyły kolorowe, 300/300V","BITNER","KMT",1,17490,"PLN",0.23,null,null,null,null,null,null,null,"n87E"]
[14368,null,"STEROWNICZE","SI0344","0159090007258296240SI0344","IB-BiT LiYY  300/500V","7x0,5",null,"BITNER","KMT",1,5780,"PLN",0.23,null,null,null,null,null,null,null,"n87E"]
[14383,null,"STEROWNICZE","SI0359","0159090007258296240SI0359","IB-BiT LiYY  300/500V","42x0,5",null,"BITNER","KMT",1,"oferta","PLN",0.23,null,null,null,null,null,null,null,"n87E"]
[14390,null,"STEROWNICZE","SI0366","0159090007258296240SI0366","IB-BiT LiYY  300/500V","5x0,75",null,"BITNER","KMT",1,5850,"PLN",0.23,null,null,null,null,null,null,null,"n87E"]
[14398,null,"STEROWNICZE","SI0374","0159090007258296240SI0374","IB-BiT LiYY  300/500V","18x0,75",null,"BITNER","KMT",1,18630,"PLN",0.23,null,null,null,null,null,null,null,"n87E"]
[14410,null,"STEROWNICZE","SI0386","0159090007258296240SI0386","IB-BiT LiYY  300/500V","61x0,75",null,"BITNER","KMT",1,"oferta","PLN",0.23,null,null,null,null,null,null,null,"n87E"]
[14423,null,"STEROWNICZE","SI0399","0159090007258296240SI0399","IB-BiT LiYY  300/500V","19x1,0",null,"BITNER","KMT",1,25710,"PLN",0.23,null,null,null,null,null,null,null,"n87E"]
[14428,null,"STEROWNICZE","SI0404","0159090007258296240SI0404","IB-BiT LiYY  300/500V","34x1,0",null,"BITNER","KMT",1,"oferta","PLN",0.23,null,null,null,null,null,null,null,"n87E"]
[14434,null,"STEROWNICZE","SI0410","0159090007258296240SI0410","IB-BiT LiYY  300/500V","61x1,0",null,"BITNER","KMT",1,81190,"PLN",0.23,null,null,null,null,null,null,null,"n87E"]
[14443,null,"STEROWNICZE","SI0419","0159090007258296240SI0419","IB-BiT LiYY  300/500V","12x1,5",null,"BITNER","KMT",1,23050,"PLN",0.23,null,null,null,null,null,null,null,"n87E"]
[14454,null,"STEROWNICZE","SI0430","0159090007258296240SI0430","IB-BiT LiYY  300/500V","40x1,5",null,"BITNER","KMT",1,76800,"PLN",0.23,null,null,null,null,null,null,null,"n87E"]
[14468,null,"STEROWNICZE","SI0461","0159090007258296240SI0461","IB-BiT LiYY  300/500V","3x2x0,5",null,"BITNER","KMT",1,5060,"PLN",0.23,null,null,null,null,null,null,null,"n87E"]
[14473,null,"STEROWNICZE","SI0466","0159090007258296240SI0466","IB-BiT LiYY  300/500V","8x2x0,5",null,"BITNER","KMT",1,12500,"PLN",0.23,null,null,null,null,null,null,null,"n87E"]
[14487,null,"STEROWNICZE","SI0480","0159090007258296240SI0480","IB-BiT LiYY  300/500V","8x2x0,75",null,"BITNER","KMT",1,17600,"PLN",0.23,null,null,null,null,null,null,null,"n87E"]
[14498,null,"STEROWNICZE","SI0491","0159090007258296240SI0491","IB-BiT LiYY  300/500V","5x2x1,0",null,"BITNER","KMT",1,14670,"PLN",0.23,null,null,null,null,null,null,null,"n87E"]
[14503,null,"STEROWNICZE","SI0496","0159090007258296240SI0496","IB-BiT LiYY  300/500V","12x2x1,0",null,"BITNER","KMT",1,33840,"PLN",0.23,null,null,null,null,null,null,null,"n87E"]
[14513,null,"STEROWNICZE","SI0506","0159090007258296240SI0506","IB-BiT LiYY  300/500V","6x2x1,5",null,"BITNER","KMT",1,24180,"PLN",0.23,null,null,null,null,null,null,null,"n87E"]
[14528,null,"STEROWNICZE","SI0521","0159090007258296240SI0521","IB-BiT LiYY  300/500V","7x2x2,5",null,"BITNER","KMT",1,45880,"PLN",0.23,null,null,null,null,null,null,null,"n87E"]
[14531,null,"STEROWNICZE","SI0524","0159090007258296240SI0524","IB-BiT LiYY  300/500V","12x2x2,5",null,"BITNER","KMT",1,77970,"PLN",0.23,null,null,null,null,null,null,null,"n87E"]
[14543,null,"STEROWNICZE","S31719","0159090007258296240S31719","Li2YCY-P(St)","10x2x0,75","przewód do transmisji danych, parowany, o obniżonej pojemności","BITNER","KMT",1,40010,"PLN",0.23,null,null,null,null,null,null,null,"n83"]
[14556,null,"STEROWNICZE","S10057","0159090007258296240S10057","RD-H(St)HBd","28x2x0,5",null,"BITNER","KMT",1,50480,"PLN",0.23,null,null,null,null,null,null,null,"n82"]
[14558,null,"STEROWNICZE","S10059","0159090007258296240S10059","RD-H(St)HBd","40x2x0,5",null,"BITNER","KMT",1,71200,"PLN",0.23,null,null,null,null,null,null,null,"n82"]
[14573,null,"STEROWNICZE","S10009","0159090007258296240S10009","RD-Y(St)Y Bd","32x2x0,5",null,"BITNER","KMT",1,46870,"PLN",0.23,null,null,null,null,null,null,null,"n82"]
[14580,null,"STEROWNICZE","S10016","0159090007258296240S10016","RD-Y(St)Y Bd","4x2x1",null,"BITNER","KMT",1,13390,"PLN",0.23,null,null,null,null,null,null,null,"n82"]
[14588,null,"STEROWNICZE","S10407","0159090007258296240S10407","RD-Y(St)Yv Bd","28x2x0,5",null,"BITNER","KMT",1,42360,"PLN",0.23,null,null,null,null,null,null,null,"n82"]
[14603,null,"STEROWNICZE","S10106","0159090007258296240S10106","RE-2Y(St)Yv-P","2x2x1,3",null,"BITNER","KMT",1,10780,"PLN",0.23,null,null,null,null,null,null,null,"n82"]
[14608,null,"STEROWNICZE","S10111","0159090007258296240S10111","RE-2Y(St)Yv-P","16x2x1,3",null,"BITNER","KMT",1,63770,"PLN",0.23,null,null,null,null,null,null,null,"n82"]
[14618,null,"STEROWNICZE","S10153","0159090007258296240S10153","RE-2Y(St)Yv-P(St)","10x2x0,5",null,"BITNER","KMT",1,21560,"PLN",0.23,null,null,null,null,null,null,null,"n82"]
[14633,null,"BEZPIECZNE","B60401","0159090007258296240B60401","(N)HXCH FE180/E30 ","3x2,5RE/2,5",null,"BITNER","KMT",1,14270,"PLN",0.23,null,null,null,null,null,null,null,"n01"]
[14643,null,"BEZPIECZNE","B60411","0159090007258296240B60411","(N)HXCH FE180/E30 ","4x4RE/4",null,"BITNER","KMT",1,23280,"PLN",0.23,null,null,null,null,null,null,null,"n01"]
[14648,null,"BEZPIECZNE","B60416","0159090007258296240B60416","(N)HXCH FE180/E30 ","4x35RM/16",null,"BITNER","KMT",1,139160,"PLN",0.23,null,null,null,null,null,null,null,"n01"]
[14661,null,"BEZPIECZNE","B60429","0159090007258296240B60429","(N)HXCH FE180/E30 ","2x16RM/16",null,"BITNER","KMT",1,46030,"PLN",0.23,null,null,null,null,null,null,null,"n01"]
[14673,null,"BEZPIECZNE","B60447","0159090007258296240B60447","(N)HXCH FE180/E30 ","7x4RE/4",null,"BITNER","KMT",1,34360,"PLN",0.23,null,null,null,null,null,null,null,"n01"]
[14677,null,"BEZPIECZNE","B60451","0159090007258296240B60451","(N)HXCH FE180/E30 ","14x2,5RE/4",null,"BITNER","KMT",1,45030,"PLN",0.23,null,null,null,null,null,null,null,"n01"]
[14688,null,"BEZPIECZNE","B60600","0159090007258296240B60600","(N)HXCH FE180/E90","3x1,5RE/1,5",null,"BITNER","KMT",1,12030,"PLN",0.23,null,null,null,null,null,null,null,"n01"]
[14693,null,"BEZPIECZNE","B60605","0159090007258296240B60605","(N)HXCH FE180/E90","3x16RM/16",null,"BITNER","KMT",1,64100,"PLN",0.23,null,null,null,null,null,null,null,"n01"]
[14710,null,"BEZPIECZNE","B60622","0159090007258296240B60622","(N)HXCH FE180/E90","12x1,5RE/2,5",null,"BITNER","KMT",1,30520,"PLN",0.23,null,null,null,null,null,null,null,"n01"]
[14718,null,"BEZPIECZNE","B60641","0159090007258296240B60641","(N)HXCH FE180/E90","2x16RM/16",null,"BITNER","KMT",1,48460,"PLN",0.23,null,null,null,null,null,null,null,"n01"]
[14730,null,"BEZPIECZNE","B60653","0159090007258296240B60653","(N)HXCH FE180/E90","14x4RE/6",null,"BITNER","KMT",1,67200,"PLN",0.23,null,null,null,null,null,null,null,"n01"]
[14733,null,"BEZPIECZNE","B60656","0159090007258296240B60656","(N)HXCH FE180/E90","30x1,5RE/6",null,"BITNER","KMT",1,69080,"PLN",0.23,null,null,null,null,null,null,null,"n01"]
[14748,null,"BEZPIECZNE","B60027","0159090007258296240B60027","(N)HXH-J FE180/E30","3x10 RE",null,"BITNER","KMT",1,29790,"PLN",0.23,null,null,null,null,null,null,null,"n01"]
[14754,null,"BEZPIECZNE","B60033","0159090007258296240B60033","(N)HXH-J FE180/E30","3x95  RM",null,"BITNER","KMT",1,242260,"PLN",0.23,null,null,null,null,null,null,null,"n01"]
[14763,null,"BEZPIECZNE","B60042","0159090007258296240B60042","(N)HXH-J FE180/E30","4x10 RE",null,"BITNER","KMT",1,38790,"PLN",0.23,null,null,null,null,null,null,null,"n01"]
[14774,null,"BEZPIECZNE","B60053","0159090007258296240B60053","(N)HXH-J FE180/E30","5x1,5 RE",null,"BITNER","KMT",1,11420,"PLN",0.23,null,null,null,null,null,null,null,"n01"]
[14788,null,"BEZPIECZNE","B60070","0159090007258296240B60070","(N)HXH-J FE180/E30","7x2,5 RE",null,"BITNER","KMT",1,21130,"PLN",0.23,null,null,null,null,null,null,null,"n01"]
[14793,null,"BEZPIECZNE","B60075","0159090007258296240B60075","(N)HXH-J FE180/E30","12x1,5 RE",null,"BITNER","KMT",1,24570,"PLN",0.23,null,null,null,null,null,null,null,"n01"]
[14807,null,"BEZPIECZNE","B60089","0159090007258296240B60089","(N)HXH-J FE180/E30","48x2,5 RE",null,"BITNER","KMT",1,126910,"PLN",0.23,null,null,null,null,null,null,null,"n01"]
[14808,null,"BEZPIECZNE","B60090","0159090007258296240B60090","(N)HXH-J FE180/E30","61x1,5 RE",null,"BITNER","KMT",1,"oferta","PLN",0.23,null,null,null,null,null,null,null,"n01"]
[14823,null,"BEZPIECZNE","B60225","0159090007258296240B60225","(N)HXH-J FE180/E90","3x6 RE",null,"BITNER","KMT",1,19670,"PLN",0.23,null,null,null,null,null,null,null,"n01"]
[14831,null,"BEZPIECZNE","B60233","0159090007258296240B60233","(N)HXH-J FE180/E90","3x120  RM",null,"BITNER","KMT",1,296540,"PLN",0.23,null,null,null,null,null,null,null,"n01"]
[14838,null,"BEZPIECZNE","B60240","0159090007258296240B60240","(N)HXH-J FE180/E90","4x6 RE",null,"BITNER","KMT",1,25410,"PLN",0.23,null,null,null,null,null,null,null,"n01"]
[14851,null,"BEZPIECZNE","B60253","0159090007258296240B60253","(N)HXH-J FE180/E90","5x2,5 RE",null,"BITNER","KMT",1,16190,"PLN",0.23,null,null,null,null,null,null,null,"n01"]
[14863,null,"BEZPIECZNE","B60265","0159090007258296240B60265","(N)HXH-J FE180/E90","5x185  RM",null,"BITNER","KMT",1,770370,"PLN",0.23,null,null,null,null,null,null,null,"n01"]
[14868,null,"BEZPIECZNE","B60270","0159090007258296240B60270","(N)HXH-J FE180/E90","  12x1,5 RE",null,"BITNER","KMT",1,25290,"PLN",0.23,null,null,null,null,null,null,null,"n01"]
[14884,null,"BEZPIECZNE","B60295","0159090007258296240B60295","(N)HXH-J FE180/E90","3x95+1x50RM",null,"BITNER","KMT",1,291200,"PLN",0.23,null,null,null,null,null,null,null,"n01"]
[14893,null,"BEZPIECZNE","B60005","0159090007258296240B60005","(N)HXH-O FE180/E30","1x10 RE",null,"BITNER","KMT",1,9440,"PLN",0.23,null,null,null,null,null,null,null,"n01"]
[14895,null,"BEZPIECZNE","B60007","0159090007258296240B60007","(N)HXH-O FE180/E30","1x25 RM",null,"BITNER","KMT",1,23160,"PLN",0.23,null,null,null,null,null,null,null,"n01"]
[14912,null,"BEZPIECZNE","B60096","0159090007258296240B60096","(N)HXH-O FE180/E30","2x50 RM",null,"BITNER","KMT",1,89670,"PLN",0.23,null,null,null,null,null,null,null,"n01"]
[14923,null,"BEZPIECZNE","B60206","0159090007258296240B60206","(N)HXH-O FE180/E90","1x25RM",null,"BITNER","KMT",1,23330,"PLN",0.23,null,null,null,null,null,null,null,"n01"]
[14928,null,"BEZPIECZNE","B60211","0159090007258296240B60211","(N)HXH-O FE180/E90","1x120RM",null,"BITNER","KMT",1,94590,"PLN",0.23,null,null,null,null,null,null,null,"n01"]
[14938,null,"BEZPIECZNE","B60221","0159090007258296240B60221","(N)HXH-O FE180/E90","2x25RM",null,"BITNER","KMT",1,51680,"PLN",0.23,null,null,null,null,null,null,null,"n01"]
[14948,null,"BEZPIECZNE","S63712","0159090007258296240S63712","BiT HDHX 450/750V","2x4",null,"BITNER","KMT",1,9260,"PLN",0.23,null,null,null,null,null,null,null,"n03"]
[14957,null,"BEZPIECZNE","S63711","0159090007258296240S63711","BiT HDHXżo 450/750V","5x2,5",null,"BITNER","KMT",1,13420,"PLN",0.23,null,null,null,null,null,null,null,"n03"]
[14968,null,"BEZPIECZNE","B50200","0159090007258296240B50200","HDGsekwf FE180/PH90/E90","2x1",null,"BITNER","KMT",1,3520,"PLN",0.23,null,null,null,null,null,null,null,"n05c"]
[14972,null,"BEZPIECZNE","B50204","0159090007258296240B50204","HDGsekwfżo FE180/PH90/E90","3x1",null,"BITNER","KMT",1,4660,"PLN",0.23,null,null,null,null,null,null,null,"n05c"]
[14983,null,"BEZPIECZNE","B50215","0159090007258296240B50215","HDGsekwfżo FE180/PH90/E90","5x4",null,"BITNER","KMT",1,21080,"PLN",0.23,null,null,null,null,null,null,null,"n05c"]
[14992,null,"BEZPIECZNE","B50224","0159090007258296240B50224","HDGsekwfżo FE180/PH90/E90","12x2,5",null,"BITNER","KMT",1,32950,"PLN",0.23,null,null,null,null,null,null,null,"n05c"]
[15002,null,"BEZPIECZNE","B50234","0159090007258296240B50234","HDGsekwfżo FE180/PH90/E90","30x1",null,"BITNER","KMT",1,37290,"PLN",0.23,null,null,null,null,null,null,null,"n05c"]
[15013,null,"BEZPIECZNE","B50245","0159090007258296240B50245","HDGsekwfżo FE180/PH90/E90","19x2,5",null,"BITNER","KMT",1,51290,"PLN",0.23,null,null,null,null,null,null,null,"n05c"]
[15025,null,"BEZPIECZNE","B50016","0159090007258296240B50016","HDGsżo FE180/PH90/E90","5x4",null,"BITNER","KMT",1,20170,"PLN",0.23,null,null,null,null,null,null,null,"n05c"]
[15032,null,"BEZPIECZNE","B50023","0159090007258296240B50023","HDGsżo FE180/PH90/E90","12x1",null,"BITNER","KMT",1,14650,"PLN",0.23,null,null,null,null,null,null,null,"n05c"]
[15043,null,"BEZPIECZNE","B50034","0159090007258296240B50034","HDGsżo FE180/PH90/E90","24x2,5",null,"BITNER","KMT",1,63880,"PLN",0.23,null,null,null,null,null,null,null,"n05c"]
[15049,null,"BEZPIECZNE","B50040","0159090007258296240B50040","HDGsżo FE180/PH90/E90","37x2,5",null,"BITNER","KMT",1,96440,"PLN",0.23,null,null,null,null,null,null,null,"n05c"]
[15058,null,"BEZPIECZNE","B50402","0159090007258296240B50402","HLGs FE180/PH90/E90","2x2,5",null,"BITNER","KMT",1,5880,"PLN",0.23,null,null,null,null,null,null,null,"n05"]
[15069,null,"BEZPIECZNE","B50609","0159090007258296240B50609","HLGsekwfżo FE180/PH90/E90","4x1,5",null,"BITNER","KMT",1,7820,"PLN",0.23,null,null,null,null,null,null,null,"n05c"]
[15077,null,"BEZPIECZNE","B50617","0159090007258296240B50617","HLGsekwfżo FE180/PH90/E90","7x1,5",null,"BITNER","KMT",1,12670,"PLN",0.23,null,null,null,null,null,null,null,"n05c"]
[15088,null,"BEZPIECZNE","B50628","0159090007258296240B50628","HLGsekwfżo FE180/PH90/E90","20x1",null,"BITNER","KMT",1,"oferta","PLN",0.23,null,null,null,null,null,null,null,"n05c"]
[15102,null,"BEZPIECZNE","B50642","0159090007258296240B50642","HLGsekwfżo FE180/PH90/E90","14x2,5",null,"BITNER","KMT",1,37800,"PLN",0.23,null,null,null,null,null,null,null,"n05c"]
[15113,null,"BEZPIECZNE","B50411","0159090007258296240B50411","HLGsżo FE180/PH90/E90","4x4",null,"BITNER","KMT",1,18140,"PLN",0.23,null,null,null,null,null,null,null,"n05c"]
[15122,null,"BEZPIECZNE","B50420","0159090007258296240B50420","HLGsżo FE180/PH90/E90","10x1,5",null,"BITNER","KMT",1,16690,"PLN",0.23,null,null,null,null,null,null,null,"n05c"]
[15132,null,"BEZPIECZNE","B50430","0159090007258296240B50430","HLGsżo FE180/PH90/E90","20x2,5",null,"BITNER","KMT",1,"oferta","PLN",0.23,null,null,null,null,null,null,null,"n05c"]
[15143,null,"BEZPIECZNE","B50442","0159090007258296240B50442","HLGsżo FE180/PH90/E90","14x1,5",null,"BITNER","KMT",1,23340,"PLN",0.23,null,null,null,null,null,null,null,"n05c"]
[15146,null,"BEZPIECZNE","B50445","0159090007258296240B50445","HLGsżo FE180/PH90/E90","19x1,5",null,"BITNER","KMT",1,31100,"PLN",0.23,null,null,null,null,null,null,null,"n05c"]
[15162,null,"BEZPIECZNE","TN0216","0159090007258296240TN0216","HTKSH","7x2x1",null,"BITNER","KMT",1,11260,"PLN",0.23,null,null,null,null,null,null,null,"n04A"]
[15166,null,"BEZPIECZNE","TN0248","0159090007258296240TN0248","HTKSH","2x2x0,5",null,"BITNER","KMT",1,990,"PLN",0.23,null,null,null,null,null,null,null,"n04A"]
[15177,null,"BEZPIECZNE","TN0259","0159090007258296240TN0259","HTKSH","30x2x0,8",null,"BITNER","KMT",1,29230,"PLN",0.23,null,null,null,null,null,null,null,"n04A"]
[15188,null,"BEZPIECZNE","B10008","0159090007258296240B10008","HTKSH FE180/PH90/E90","4x2x1","HTKSH(ekw)FE 180/PH90 (E90) bezhalogenowy przewód telekomunikacyjny, ekranowany z podtrzymaniem funkcji elektrycznych przez 90 minut PH90","BITNER","KMT",1,8460,"PLN",0.23,null,null,null,null,null,null,null,"n04"]
[15199,null,"BEZPIECZNE","B10020","0159090007258296240B10020","HTKSH FE180/PH90/E90","1x4x0,8","HTKSH(ekw)FE 180/PH90 (E90) bezhalogenowy przewód telekomunikacyjny, ekranowany z podtrzymaniem funkcji elektrycznych przez 90 minut PH90","BITNER","KMT",1,3070,"PLN",0.23,null,null,null,null,null,null,null,"n04"]
[15207,null,"BEZPIECZNE","B10028","0159090007258296240B10028","HTKSH FE180/PH90/E90","7x2x0,8","HTKSH(ekw)FE 180/PH90 (E90) bezhalogenowy przewód telekomunikacyjny, ekranowany z podtrzymaniem funkcji elektrycznych przez 90 minut PH90","BITNER","KMT",1,10070,"PLN",0.23,null,null,null,null,null,null,null,"n04"]
[15219,null,"BEZPIECZNE","B10040","0159090007258296240B10040","HTKSH FE180/PH90/E90","8x2x1,8","HTKSH(ekw)FE 180/PH90 (E90) bezhalogenowy przewód telekomunikacyjny, ekranowany z podtrzymaniem funkcji elektrycznych przez 90 minut PH90","BITNER","KMT",1,44370,"PLN",0.23,null,null,null,null,null,null,null,"n04"]
[15222,null,"BEZPIECZNE","B10043","0159090007258296240B10043","HTKSH FE180/PH90/E90","4x2x2,3","HTKSH(ekw)FE 180/PH90 (E90) bezhalogenowy przewód telekomunikacyjny, ekranowany z podtrzymaniem funkcji elektrycznych przez 90 minut PH90","BITNER","KMT",1,35160,"PLN",0.23,null,null,null,null,null,null,null,"n04"]
[15237,null,"BEZPIECZNE","TN0305","0159090007258296240TN0305","HTKSHekw","5x2x0,8",null,"BITNER","KMT",1,5470,"PLN",0.23,null,null,null,null,null,null,null,"n04A"]
[15243,null,"BEZPIECZNE","TN0313","0159090007258296240TN0313","HTKSHekw","1x4x1",null,"BITNER","KMT",1,3550,"PLN",0.23,null,null,null,null,null,null,null,"n04A"]
[15252,null,"BEZPIECZNE","TN0350","0159090007258296240TN0350","HTKSHekw","4x2x0,5",null,"BITNER","KMT",1,1960,"PLN",0.23,null,null,null,null,null,null,null,"n04A"]
[15263,null,"BEZPIECZNE","TN0361","0159090007258296240TN0361","HTKSHekw","12x2x1",null,"BITNER","KMT",1,19400,"PLN",0.23,null,null,null,null,null,null,null,"n04A"]
[15276,null,"BEZPIECZNE","B10111","0159090007258296240B10111","HTKSHekw FE180/PH90/E90","2x2x1,8","HTKSH(ekw)FE 180/PH90 (E90) bezhalogenowy przewód telekomunikacyjny, ekranowany z podtrzymaniem funkcji elektrycznych przez 90 minut PH90","BITNER","KMT",1,13160,"PLN",0.23,null,null,null,null,null,null,null,"n04A"]
[15282,null,"BEZPIECZNE","B10120","0159090007258296240B10120","HTKSHekw FE180/PH90/E90","10x2x0,8","HTKSH(ekw)FE 180/PH90 (E90) bezhalogenowy przewód telekomunikacyjny, ekranowany z podtrzymaniem funkcji elektrycznych przez 90 minut PH90","BITNER","KMT",1,15180,"PLN",0.23,null,null,null,null,null,null,null,"n04A"]
[15296,null,"BEZPIECZNE","B10135","0159090007258296240B10135","HTKSHekw FE180/PH90/E90","4x2x1,8","HTKSH(ekw)FE 180/PH90 (E90) bezhalogenowy przewód telekomunikacyjny, ekranowany z podtrzymaniem funkcji elektrycznych przez 90 minut PH90","BITNER","KMT",1,23510,"PLN",0.23,null,null,null,null,null,null,null,"n04A"]
[15307,null,"BEZPIECZNE","B10146","0159090007258296240B10146","HTKSHekw FE180/PH90/E90","8x2x2,3","HTKSH(ekw)FE 180/PH90 (E90) bezhalogenowy przewód telekomunikacyjny, ekranowany z podtrzymaniem funkcji elektrycznych przez 90 minut PH90","BITNER","KMT",1,70040,"PLN",0.23,null,null,null,null,null,null,null,"n04A"]
[15308,null,"BEZPIECZNE","B10147","0159090007258296240B10147","HTKSHekw FE180/PH90/E90","8x2x0,8","HTKSH(ekw)FE 180/PH90 (E90) bezhalogenowy przewód telekomunikacyjny, ekranowany z podtrzymaniem funkcji elektrycznych przez 90 minut PH90","BITNER","KMT",1,12330,"PLN",0.23,null,null,null,null,null,null,null,"n04A"]
[15320,null,"BEZPIECZNE","B10404","0159090007258296240B10404","JE-H(St)H  FE180/E90 CERAMIC "," 1x2x1",null,"BITNER","KMT",1,5870,"PLN",0.23,null,null,null,null,null,null,null,"n04C"]
[15327,null,"BEZPIECZNE","B10411","0159090007258296240B10411","JE-H(St)H  FE180/E90 CERAMIC "," 2x2x1,8",null,"BITNER","KMT",1,"oferta","PLN",0.23,null,null,null,null,null,null,null,"n04C"]
[15340,null,"BEZPIECZNE","B10424","0159090007258296240B10424","JE-H(St)H  FE180/E90 CERAMIC ","16x2x1",null,"BITNER","KMT",1,33850,"PLN",0.23,null,null,null,null,null,null,null,"n04C"]
[15352,null,"BEZPIECZNE","B10436","0159090007258296240B10436","JE-H(St)H  FE180/E90 CERAMIC ","8x2x1",null,"BITNER","KMT",1,19910,"PLN",0.23,null,null,null,null,null,null,null,"n04C"]
[15357,null,"BEZPIECZNE","B10441","0159090007258296240B10441","JE-H(St)H  FE180/E90 CERAMIC ","48x2x1",null,"BITNER","KMT",1,89950,"PLN",0.23,null,null,null,null,null,null,null,"n04C"]
[15373,null,"BEZPIECZNE","B10315","0159090007258296240B10315","JE-H(St)H FE180/E30 CERAMIC"," 2x2x2,8",null,"BITNER","KMT",1,"oferta","PLN",0.23,null,null,null,null,null,null,null,"n04C"]
[15382,null,"BEZPIECZNE","B10324","0159090007258296240B10324","JE-H(St)H FE180/E30 CERAMIC","16x2x1",null,"BITNER","KMT",1,32120,"PLN",0.23,null,null,null,null,null,null,null,"n04C"]
[15393,null,"BEZPIECZNE","B10335","0159090007258296240B10335","JE-H(St)H FE180/E30 CERAMIC","1x4x1",null,"BITNER","KMT",1,7120,"PLN",0.23,null,null,null,null,null,null,null,"n04C"]
[15397,null,"BEZPIECZNE","B10339","0159090007258296240B10339","JE-H(St)H FE180/E30 CERAMIC","36x2x1",null,"BITNER","KMT",1,65250,"PLN",0.23,null,null,null,null,null,null,null,"n04C"]
[15412,null,"BEZPIECZNE","B10512","0159090007258296240B10512","JE-H(St)H FE180/E30 MICA","1x2x2,3",null,"BITNER","KMT",1,"oferta","PLN",0.23,null,null,null,null,null,null,null,"n04C"]
[15417,null,"BEZPIECZNE","B10517","0159090007258296240B10517","JE-H(St)H FE180/E30 MICA","8x2x0,8",null,"BITNER","KMT",1,18300,"PLN",0.23,null,null,null,null,null,null,null,"n04C"]
[15427,null,"BEZPIECZNE","B10527","0159090007258296240B10527","JE-H(St)H FE180/E30 MICA","40x2x1",null,"BITNER","KMT",1,89460,"PLN",0.23,null,null,null,null,null,null,null,"n04C"]
[15433,null,"BEZPIECZNE","B10533","0159090007258296240B10533","JE-H(St)H FE180/E30 MICA","44x2x0,8",null,"BITNER","KMT",1,72440,"PLN",0.23,null,null,null,null,null,null,null,"n04C"]
[15442,null,"BEZPIECZNE","B10600","0159090007258296240B10600","JE-H(St)H FE180/E90 MICA"," 1x2x0,8",null,"BITNER","KMT",1,5780,"PLN",0.23,null,null,null,null,null,null,null,"n04C"]
[15457,null,"BEZPIECZNE","B10615","0159090007258296240B10615","JE-H(St)H FE180/E90 MICA"," 2x2x2,8",null,"BITNER","KMT",1,"oferta","PLN",0.23,null,null,null,null,null,null,null,"n04C"]
[15470,null,"BEZPIECZNE","B10628","0159090007258296240B10628","JE-H(St)H FE180/E90 MICA","52x2x1",null,"BITNER","KMT",1,120670,"PLN",0.23,null,null,null,null,null,null,null,"n04C"]
[15472,null,"BEZPIECZNE","B10630","0159090007258296240B10630","JE-H(St)H FE180/E90 MICA","24x2x0,8",null,"BITNER","KMT",1,46200,"PLN",0.23,null,null,null,null,null,null,null,"n04C"]
[15487,null,"BEZPIECZNE","B61803","0159090007258296240B61803","N2XCH 0,6/1kV","2x6RE/6",null,"BITNER","KMT",1,17010,"PLN",0.23,null,null,null,null,null,null,null,"n02C"]
[15494,null,"BEZPIECZNE","B61810","0159090007258296240B61810","N2XCH 0,6/1kV","2x95RM/50",null,"BITNER","KMT",1,"oferta","PLN",0.23,null,null,null,null,null,null,null,"n02C"]
[15502,null,"BEZPIECZNE","B61818","0159090007258296240B61818","N2XCH 0,6/1kV","3x6RE/6",null,"BITNER","KMT",1,21620,"PLN",0.23,null,null,null,null,null,null,null,"n02C"]
[15514,null,"BEZPIECZNE","B61830","0159090007258296240B61830","N2XCH 0,6/1kV","4x6RE/6",null,"BITNER","KMT",1,26480,"PLN",0.23,null,null,null,null,null,null,null,"n02C"]
[15527,null,"BEZPIECZNE","B61843","0159090007258296240B61843","N2XCH 0,6/1kV","10x2,5RE/4",null,"BITNER","KMT",1,27080,"PLN",0.23,null,null,null,null,null,null,null,"n02C"]
[15532,null,"BEZPIECZNE","B61848","0159090007258296240B61848","N2XCH 0,6/1kV","14x1,5/2,5",null,"BITNER","KMT",1,23380,"PLN",0.23,null,null,null,null,null,null,null,"n02C"]
[15547,null,"BEZPIECZNE","B61864","0159090007258296240B61864","N2XCH 0,6/1kV","3x185RM/95",null,"BITNER","KMT",1,517330,"PLN",0.23,null,null,null,null,null,null,null,"n02C"]
[15557,null,"BEZPIECZNE","B61628","0159090007258296240B61628","N2XH-J 0,6/1kV","3x16RM",null,"BITNER","KMT",1,38310,"PLN",0.23,null,null,null,null,null,null,null,"n02C"]
[15563,null,"BEZPIECZNE","B61634","0159090007258296240B61634","N2XH-J 0,6/1kV","3x120RM",null,"BITNER","KMT",1,265310,"PLN",0.23,null,null,null,null,null,null,null,"n02C"]
[15572,null,"BEZPIECZNE","B61650","0159090007258296240B61650","N2XH-J 0,6/1kV","5x6RE",null,"BITNER","KMT",1,23730,"PLN",0.23,null,null,null,null,null,null,null,"n02C"]
[15577,null,"BEZPIECZNE","B61655","0159090007258296240B61655","N2XH-J 0,6/1kV","5x50RM",null,"BITNER","KMT",1,185730,"PLN",0.23,null,null,null,null,null,null,null,"n02C"]
[15591,null,"BEZPIECZNE","B61669","0159090007258296240B61669","N2XH-J 0,6/1kV","19x1,5RE",null,"BITNER","KMT",1,25120,"PLN",0.23,null,null,null,null,null,null,null,"n02C"]
[15602,null,"BEZPIECZNE","B61682","0159090007258296240B61682","N2XH-J 0,6/1kV","5x70RM",null,"BITNER","KMT",1,256780,"PLN",0.23,null,null,null,null,null,null,null,"n02C"]
[15607,null,"BEZPIECZNE","B61687","0159090007258296240B61687","N2XH-J 0,6/1kV","4x70RM",null,"BITNER","KMT",1,205780,"PLN",0.23,null,null,null,null,null,null,null,"n02C"]
[15617,null,"BEZPIECZNE","B61723","0159090007258296240B61723","N2XH-J 0,6/1kV","5x120RM",null,"BITNER","KMT",1,436390,"PLN",0.23,null,null,null,null,null,null,null,"n02C"]
[15632,null,"BEZPIECZNE","B61609","0159090007258296240B61609","N2XH-O 0,6/1kV","  1x70RM",null,"BITNER","KMT",1,49720,"PLN",0.23,null,null,null,null,null,null,null,"n02C"]
[15635,null,"BEZPIECZNE","B61612","0159090007258296240B61612","N2XH-O 0,6/1kV","  1x150RM",null,"BITNER","KMT",1,109330,"PLN",0.23,null,null,null,null,null,null,null,"n02C"]
[15647,null,"BEZPIECZNE","B61726","0159090007258296240B61726","N2XH-O 0,6/1kV","2x50RM",null,"BITNER","KMT",1,78360,"PLN",0.23,null,null,null,null,null,null,null,"n02C"]
[15660,null,"BEZPIECZNE","B61210","0159090007258296240B61210","NHXCH FE180/E30","4x2,5RE/2,5",null,"BITNER","KMT",1,16620,"PLN",0.23,null,null,null,null,null,null,null,"n01"]
[15672,null,"BEZPIECZNE","B61222","0159090007258296240B61222","NHXCH FE180/E30","12x1,5RE/2,5",null,"BITNER","KMT",1,29220,"PLN",0.23,null,null,null,null,null,null,null,"n01"]
[15677,null,"BEZPIECZNE","B61227","0159090007258296240B61227","NHXCH FE180/E30","2x6RE/6",null,"BITNER","KMT",1,20280,"PLN",0.23,null,null,null,null,null,null,null,"n01"]
[15684,null,"BEZPIECZNE","B61234","0159090007258296240B61234","NHXCH FE180/E30","3x185RM/95",null,"BITNER","KMT",1,542920,"PLN",0.23,null,null,null,null,null,null,null,"n01"]
[15692,null,"BEZPIECZNE","B61248","0159090007258296240B61248","NHXCH FE180/E30","4x185RM/95",null,"BITNER","KMT",1,694460,"PLN",0.23,null,null,null,null,null,null,null,"n01"]
[15707,null,"BEZPIECZNE","B61400","0159090007258296240B61400","NHXCH FE180/E90 ","3x1,5RE/1,5",null,"BITNER","KMT",1,12030,"PLN",0.23,null,null,null,null,null,null,null,"n01"]
[15712,null,"BEZPIECZNE","B61405","0159090007258296240B61405","NHXCH FE180/E90 ","3x16RM/16",null,"BITNER","KMT",1,64100,"PLN",0.23,null,null,null,null,null,null,null,"n01"]
[15722,null,"BEZPIECZNE","B61415","0159090007258296240B61415","NHXCH FE180/E90 ","4x25RM/16",null,"BITNER","KMT",1,113440,"PLN",0.23,null,null,null,null,null,null,null,"n01"]
[15737,null,"BEZPIECZNE","B61430","0159090007258296240B61430","NHXCH FE180/E90 ","4x95RM/50",null,"BITNER","KMT",1,375860,"PLN",0.23,null,null,null,null,null,null,null,"n01"]
[15747,null,"BEZPIECZNE","B61444","0159090007258296240B61444","NHXCH FE180/E90 ","2x25RM/16",null,"BITNER","KMT",1,66910,"PLN",0.23,null,null,null,null,null,null,null,"n01"]
[15752,null,"BEZPIECZNE","B61449","0159090007258296240B61449","NHXCH FE180/E90 ","7x4RE/4",null,"BITNER","KMT",1,35480,"PLN",0.23,null,null,null,null,null,null,null,"n01"]
[15761,null,"BEZPIECZNE","B61458","0159090007258296240B61458","NHXCH FE180/E90 ","30x2,5RE/10",null,"BITNER","KMT",1,99680,"PLN",0.23,null,null,null,null,null,null,null,"n01"]
[15777,null,"BEZPIECZNE","B60837","0159090007258296240B60837","NHXH-J FE180/E30 ","4x1,5RE",null,"BITNER","KMT",1,10190,"PLN",0.23,null,null,null,null,null,null,null,"n01"]
[15781,null,"BEZPIECZNE","B60841","0159090007258296240B60841","NHXH-J FE180/E30 ","4x10RE",null,"BITNER","KMT",1,40340,"PLN",0.23,null,null,null,null,null,null,null,"n01"]
[15792,null,"BEZPIECZNE","B60852","0159090007258296240B60852","NHXH-J FE180/E30 ","5x1,5RE",null,"BITNER","KMT",1,12360,"PLN",0.23,null,null,null,null,null,null,null,"n01"]
[15807,null,"BEZPIECZNE","B60870","0159090007258296240B60870","NHXH-J FE180/E30 ","7x4RE",null,"BITNER","KMT",1,31800,"PLN",0.23,null,null,null,null,null,null,null,"n01"]
[15814,null,"BEZPIECZNE","B60877","0159090007258296240B60877","NHXH-J FE180/E30 ","14x4RE",null,"BITNER","KMT",1,61840,"PLN",0.23,null,null,null,null,null,null,null,"n01"]
[15822,null,"BEZPIECZNE","B60885","0159090007258296240B60885","NHXH-J FE180/E30 ","37x1,5 RE",null,"BITNER","KMT",1,"oferta","PLN",0.23,null,null,null,null,null,null,null,"n01"]
[15834,null,"BEZPIECZNE","B60974","0159090007258296240B60974","NHXH-J FE180/E30 ","3x95+1x50RM",null,"BITNER","KMT",1,290290,"PLN",0.23,null,null,null,null,null,null,null,"n01"]
[15837,null,"BEZPIECZNE","B60977","0159090007258296240B60977","NHXH-J FE180/E30 ","3x185+1x95RM",null,"BITNER","KMT",1,554450,"PLN",0.23,null,null,null,null,null,null,null,"n01"]
[15852,null,"BEZPIECZNE","B61034","0159090007258296240B61034","NHXH-J FE180/E90 ","3x150 RM",null,"BITNER","KMT",1,395290,"PLN",0.23,null,null,null,null,null,null,null,"n01"]
[15858,null,"BEZPIECZNE","B61040","0159090007258296240B61040","NHXH-J FE180/E90 ","4x6RE",null,"BITNER","KMT",1,26920,"PLN",0.23,null,null,null,null,null,null,null,"n01"]
[15867,null,"BEZPIECZNE","B61049","0159090007258296240B61049","NHXH-J FE180/E90 ","4x150 RM",null,"BITNER","KMT",1,523130,"PLN",0.23,null,null,null,null,null,null,null,"n01"]
[15882,null,"BEZPIECZNE","B61064","0159090007258296240B61064","NHXH-J FE180/E90 ","5x150RM",null,"BITNER","KMT",1,652510,"PLN",0.23,null,null,null,null,null,null,null,"n01"]
[15891,null,"BEZPIECZNE","B61073","0159090007258296240B61073","NHXH-J FE180/E90 ","14x2,5RE",null,"BITNER","KMT",1,44400,"PLN",0.23,null,null,null,null,null,null,null,"n01"]
[15897,null,"BEZPIECZNE","B61079","0159090007258296240B61079","NHXH-J FE180/E90 ","30x2,5RE",null,"BITNER","KMT",1,88840,"PLN",0.23,null,null,null,null,null,null,null,"n01"]
[15911,null,"BEZPIECZNE","B61105","0159090007258296240B61105","NHXH-J FE180/E90 ","3x240+1x120RM",null,"BITNER","KMT",1,729220,"PLN",0.23,null,null,null,null,null,null,null,"n01"]
[15922,null,"BEZPIECZNE","B60810","0159090007258296240B60810","NHXH-O FE180/E30 ","1x95 RE",null,"BITNER","KMT",1,77990,"PLN",0.23,null,null,null,null,null,null,null,"n01"]
[15927,null,"BEZPIECZNE","B60815","0159090007258296240B60815","NHXH-O FE180/E30 ","2x1,5 RE",null,"BITNER","KMT",1,7080,"PLN",0.23,null,null,null,null,null,null,null,"n01"]
[15935,null,"BEZPIECZNE","B60895","0159090007258296240B60895","NHXH-O FE180/E30 ","1x300 RE",null,"BITNER","KMT",1,232740,"PLN",0.23,null,null,null,null,null,null,null,"n01"]
[15942,null,"BEZPIECZNE","B61004","0159090007258296240B61004","NHXH-O FE180/E90 ","1x10 RE",null,"BITNER","KMT",1,9880,"PLN",0.23,null,null,null,null,null,null,null,"n01"]
[15955,null,"BEZPIECZNE","B61017","0159090007258296240B61017","NHXH-O FE180/E90 ","2x4 RE",null,"BITNER","KMT",1,11420,"PLN",0.23,null,null,null,null,null,null,null,"n01"]
[15961,null,"BEZPIECZNE","B61089","0159090007258296240B61089","NHXH-O FE180/E90 ","2x35 RM",null,"BITNER","KMT",1,69300,"PLN",0.23,null,null,null,null,null,null,null,"n01"]
[15972,null,"BEZPIECZNE","B50822","0159090007258296240B50822","NHXMH-J 300/500V","4x1,5RE",null,"BITNER","KMT",1,5920,"PLN",0.23,null,null,null,null,null,null,null,"n03"]
[15988,null,"BEZPIECZNE","B50840","0159090007258296240B50840","NHXMH-J 300/500V","5x25RM",null,"BITNER","KMT",1,104060,"PLN",0.23,null,null,null,null,null,null,null,"n03"]
[15997,null,"BEZPIECZNE","B50805","0159090007258296240B50805","NHXMH-O 300/500V","1x16RE",null,"BITNER","KMT",1,13500,"PLN",0.23,null,null,null,null,null,null,null,"n03"]
[16008,null,"BEZPIECZNE","B62200","0159090007258296240B62200","NKGs  FE180/PH90","1x1,5 RE",null,"BITNER","KMT",1,2550,"PLN",0.23,null,null,null,null,null,null,null,"n01"]
[16016,null,"BEZPIECZNE","B62208","0159090007258296240B62208","NKGs  FE180/PH90","1x50 RM",null,"BITNER","KMT",1,42480,"PLN",0.23,null,null,null,null,null,null,null,"n01"]
[16027,null,"BEZPIECZNE","B62219","0159090007258296240B62219","NKGs  FE180/PH90","2x6 RE",null,"BITNER","KMT",1,14130,"PLN",0.23,null,null,null,null,null,null,null,"n01"]
[16032,null,"BEZPIECZNE","B62224","0159090007258296240B62224","NKGs  FE180/PH90","2x50 RM",null,"BITNER","KMT",1,89670,"PLN",0.23,null,null,null,null,null,null,null,"n01"]
[16042,null,"BEZPIECZNE","B62195","0159090007258296240B62195","NKGsżo  FE180/PH90","3x50+1x25RM",null,"BITNER","KMT",1,154840,"PLN",0.23,null,null,null,null,null,null,null,"n01"]
[16052,null,"BEZPIECZNE","B62233","0159090007258296240B62233","NKGsżo  FE180/PH90","3x16 RM",null,"BITNER","KMT",1,47080,"PLN",0.23,null,null,null,null,null,null,null,"n01"]
[16061,null,"BEZPIECZNE","B62242","0159090007258296240B62242","NKGsżo  FE180/PH90","3x240  RM",null,"BITNER","KMT",1,598100,"PLN",0.23,null,null,null,null,null,null,null,"n01"]
[16072,null,"BEZPIECZNE","B62253","0159090007258296240B62253","NKGsżo  FE180/PH90","4x95  RM",null,"BITNER","KMT",1,320430,"PLN",0.23,null,null,null,null,null,null,null,"n01"]
[16085,null,"BEZPIECZNE","B62266","0159090007258296240B62266","NKGsżo  FE180/PH90","5x50 RM",null,"BITNER","KMT",1,211760,"PLN",0.23,null,null,null,null,null,null,null,"n01"]
[16091,null,"BEZPIECZNE","B62275","0159090007258296240B62275","NKGsżo  FE180/PH90","7x1,5 RE",null,"BITNER","KMT",1,15080,"PLN",0.23,null,null,null,null,null,null,null,"n01"]
[16102,null,"BEZPIECZNE","B62286","0159090007258296240B62286","NKGsżo  FE180/PH90","19x2,5 RE",null,"BITNER","KMT",1,53720,"PLN",0.23,null,null,null,null,null,null,null,"n01"]
[16109,null,"BEZPIECZNE","B62293","0159090007258296240B62293","NKGsżo  FE180/PH90","37x2,5 RE",null,"BITNER","KMT",1,98660,"PLN",0.23,null,null,null,null,null,null,null,"n01"]
[16117,null,"BEZPIECZNE","TN0002","0159090007258296240TN0002","YnTKSY","1x4x0,8",null,"BITNER","KMT",1,2000,"PLN",0.23,null,null,null,null,null,null,null,"n64"]
[16129,null,"BEZPIECZNE","TN0101","0159090007258296240TN0101","YnTKSYekw","1x4x0,8",null,"BITNER","KMT",1,2220,"PLN",0.23,null,null,null,null,null,null,null,"n64"]
[16136,null,"BEZPIECZNE","TN0108","0159090007258296240TN0108","YnTKSYekw","1x2x1,0",null,"BITNER","KMT",1,1840,"PLN",0.23,null,null,null,null,null,null,null,"n64"]
[16147,null,"ENERGETYCZNE I SYGNALIZACYJNE","IP0208","0159090007258296240IP0208"," H07RN-F","1x50",null,"BITNER","KMT",1,43933,"PLN",0.23,null,null,null,null,null,null,null,"n25"]
[16162,null,"ENERGETYCZNE I SYGNALIZACYJNE","IP0222","0159090007258296240IP0222"," H07RN-F ","2x6",null,"BITNER","KMT",1,13192,"PLN",0.23,null,null,null,null,null,null,null,"n25"]
[16172,null,"ENERGETYCZNE I SYGNALIZACYJNE","IP0232","0159090007258296240IP0232"," H07RN-F ","3x16",null,"BITNER","KMT",1,43955,"PLN",0.23,null,null,null,null,null,null,null,"n25"]
[16173,null,"ENERGETYCZNE I SYGNALIZACYJNE","IP0233","0159090007258296240IP0233"," H07RN-F ","3x25",null,"BITNER","KMT",1,64320,"PLN",0.23,null,null,null,null,null,null,null,"n25"]
[16191,null,"ENERGETYCZNE I SYGNALIZACYJNE","IP0251","0159090007258296240IP0251"," H07RN-F ","4x70",null,"BITNER","KMT",1,286128,"PLN",0.23,null,null,null,null,null,null,null,"n25"]
[16192,null,"ENERGETYCZNE I SYGNALIZACYJNE","IP0252","0159090007258296240IP0252"," H07RN-F ","4x95",null,"BITNER","KMT",1,367530,"PLN",0.23,null,null,null,null,null,null,null,"n25"]
[16206,null,"ENERGETYCZNE I SYGNALIZACYJNE","IP0266","0159090007258296240IP0266"," H07RN-F ","7x4",null,"BITNER","KMT",1,34699,"PLN",0.23,null,null,null,null,null,null,null,"n25"]
[16211,null,"ENERGETYCZNE I SYGNALIZACYJNE","IP0271","0159090007258296240IP0271"," H07RN-F ","12x1,5",null,"BITNER","KMT",1,23786,"PLN",0.23,null,null,null,null,null,null,null,"n25"]
[16226,null,"ENERGETYCZNE I SYGNALIZACYJNE","IP0286","0159090007258296240IP0286"," H07RN-F ","37x2,5",null,"BITNER","KMT",1,92237,"PLN",0.23,null,null,null,null,null,null,null,"n25"]
[16236,null,"ENERGETYCZNE I SYGNALIZACYJNE","IP0296","0159090007258296240IP0296"," H07RN-F ","5x50",null,"BITNER","KMT",1,259535,"PLN",0.23,null,null,null,null,null,null,null,"n25"]
[16247,null,"ENERGETYCZNE I SYGNALIZACYJNE","EA0708","0159090007258296240EA0708","AsXSn 0,6/1kV","  4x50",null,"BITNER","KMT",1,26570,"PLN",0.23,null,null,null,null,null,null,null,"n11C"]
[16250,null,"ENERGETYCZNE I SYGNALIZACYJNE","EA0711","0159090007258296240EA0711","AsXSn 0,6/1kV","  4x120",null,"BITNER","KMT",1,62260,"PLN",0.23,null,null,null,null,null,null,null,"n11C"]
[16266,null,"ENERGETYCZNE I SYGNALIZACYJNE","EA0727","0159090007258296240EA0727","AsXSn 0,6/1kV","  4x95+2x25",null,"BITNER","KMT",1,"oferta","PLN",0.23,null,null,null,null,null,null,null,"n11C"]
[16270,null,"ENERGETYCZNE I SYGNALIZACYJNE","EA0731","0159090007258296240EA0731","AsXSn 0,6/1kV","  5x25",null,"BITNER","KMT",1,"oferta","PLN",0.23,null,null,null,null,null,null,null,"n11C"]
[16281,null,"ENERGETYCZNE I SYGNALIZACYJNE","IS0010","0159090007258296240IS0010","BiT GsLGs  450/750V ","4x1",null,"BITNER","KMT",1,9930,"PLN",0.23,null,null,null,null,null,null,null,"n27"]
[16296,null,"ENERGETYCZNE I SYGNALIZACYJNE","IS0025","0159090007258296240IS0025","BiT GsLGs  450/750V ","5x4",null,"BITNER","KMT",1,36780,"PLN",0.23,null,null,null,null,null,null,null,"n27"]
[16303,null,"ENERGETYCZNE I SYGNALIZACYJNE","IS0032","0159090007258296240IS0032","BiT GsLGs  450/750V ","5x10",null,"BITNER","KMT",1,80360,"PLN",0.23,null,null,null,null,null,null,null,"n27"]
[16311,null,"ENERGETYCZNE I SYGNALIZACYJNE","IS0103","0159090007258296240IS0103","BiT LGs 300/500V ",1,null,"BITNER","KMT",1,1380,"PLN",0.23,null,null,null,null,null,null,null,"n27"]
[16322,null,"ENERGETYCZNE I SYGNALIZACYJNE","IS0205","0159090007258296240IS0205","BiT LGs 450/750V ",4,null,"BITNER","KMT",1,5270,"PLN",0.23,null,null,null,null,null,null,null,"n27"]
[16327,null,"ENERGETYCZNE I SYGNALIZACYJNE","IS0210","0159090007258296240IS0210","BiT LGs 450/750V ",35,null,"BITNER","KMT",1,40240,"PLN",0.23,null,null,null,null,null,null,null,"n27"]
[16341,null,"ENERGETYCZNE I SYGNALIZACYJNE","IP1005 ","0159090007258296240IP1005 ","BiT NSHTÖU","3x16",null,"BITNER","KMT",1,65680,"PLN",0.23,null,null,null,null,null,null,null,"n31E"]
[16347,null,"ENERGETYCZNE I SYGNALIZACYJNE","IP1011 ","0159090007258296240IP1011 ","BiT NSHTÖU","3x120 ",null,"BITNER","KMT",1,429700,"PLN",0.23,null,null,null,null,null,null,null,"n31E"]
[16356,null,"ENERGETYCZNE I SYGNALIZACYJNE","IP1020 ","0159090007258296240IP1020 ","BiT NSHTÖU","4x35",null,"BITNER","KMT",1,174770,"PLN",0.23,null,null,null,null,null,null,null,"n31E"]
[16367,null,"ENERGETYCZNE I SYGNALIZACYJNE","IP1031","0159090007258296240IP1031","BiT NSHTÖU","12x1,5 ",null,"BITNER","KMT",1,33440,"PLN",0.23,null,null,null,null,null,null,null,"n31E"]
[16380,null,"ENERGETYCZNE I SYGNALIZACYJNE","EM0506","0159090007258296240EM0506","BiT YKSXS 0,6/1kV ","10G1,0",null,"BITNER","KMT",1,10100,"PLN",0.23,null,null,null,null,null,null,null,"n51"]
[16386,null,"ENERGETYCZNE I SYGNALIZACYJNE","EM0515","0159090007258296240EM0515","BiT YKSXS 0,6/1kV ","14G1,0",null,"BITNER","KMT",1,13700,"PLN",0.23,null,null,null,null,null,null,null,"n51"]
[16400,null,"ENERGETYCZNE I SYGNALIZACYJNE","EM0534","0159090007258296240EM0534","BiT YKSXS 0,6/1kV ","37G2,5",null,"BITNER","KMT",1,74950,"PLN",0.23,null,null,null,null,null,null,null,"n51"]
[16411,null,"ENERGETYCZNE I SYGNALIZACYJNE","EM8304","0159090007258296240EM8304","BiT YKSY 0,6/1kV ","16G1,0",null,"BITNER","KMT",1,13570,"PLN",0.23,null,null,null,null,null,null,null,"n51"]
[16416,null,"ENERGETYCZNE I SYGNALIZACYJNE","EM8309","0159090007258296240EM8309","BiT YKSY 0,6/1kV ","37G1,0",null,"BITNER","KMT",1,30230,"PLN",0.23,null,null,null,null,null,null,null,"n51"]
[16424,null,"ENERGETYCZNE I SYGNALIZACYJNE","EM8317","0159090007258296240EM8317","BiT YKSY 0,6/1kV ","16G1,5",null,"BITNER","KMT",1,19070,"PLN",0.23,null,null,null,null,null,null,null,"n51"]
[16441,null,"ENERGETYCZNE I SYGNALIZACYJNE","EM8335","0159090007258296240EM8335","BiT YKSY 0,6/1kV ","10G4",null,"BITNER","KMT",1,29940,"PLN",0.23,null,null,null,null,null,null,null,"n51"]
[16444,null,"ENERGETYCZNE I SYGNALIZACYJNE","EM8338","0159090007258296240EM8338","BiT YKSY 0,6/1kV ","7G10",null,"BITNER","KMT",1,49870,"PLN",0.23,null,null,null,null,null,null,null,"n51"]
[16456,null,"ENERGETYCZNE I SYGNALIZACYJNE","EM8563","0159090007258296240EM8563","BiT YKSYektmy 0,6/1kV","7G1,5",null,"BITNER","KMT",1,17740,"PLN",0.23,null,null,null,null,null,null,null,"n51G"]
[16461,null,"ENERGETYCZNE I SYGNALIZACYJNE","EM8571","0159090007258296240EM8571","BiT YKSYektmy 0,6/1kV","30G1,5",null,"BITNER","KMT",1,52890,"PLN",0.23,null,null,null,null,null,null,null,"n51G"]
[16477,null,"ENERGETYCZNE I SYGNALIZACYJNE","EM8588","0159090007258296240EM8588","BiT YKSYektmy 0,6/1kV","7G10",null,"BITNER","KMT",1,67770,"PLN",0.23,null,null,null,null,null,null,null,"n51G"]
[16486,null,"ENERGETYCZNE I SYGNALIZACYJNE","EM8457","0159090007258296240EM8457","BiT YKSYFtZny 0,6/1kV","10G1,5",null,"BITNER","KMT",1,15550,"PLN",0.23,null,null,null,null,null,null,null,"n51F"]
[16497,null,"ENERGETYCZNE I SYGNALIZACYJNE","EM8469","0159090007258296240EM8469","BiT YKSYFtZny 0,6/1kV","24G1,0",null,"BITNER","KMT",1,24410,"PLN",0.23,null,null,null,null,null,null,null,"n51F"]
[16501,null,"ENERGETYCZNE I SYGNALIZACYJNE","EM8473","0159090007258296240EM8473","BiT YKSYFtZny 0,6/1kV","30G1,5",null,"BITNER","KMT",1,40690,"PLN",0.23,null,null,null,null,null,null,null,"n51F"]
[16516,null,"ENERGETYCZNE I SYGNALIZACYJNE","EM8827","0159090007258296240EM8827","BiT YnKSXS 0,6/1kV","24G1,0",null,"BITNER","KMT",1,25280,"PLN",0.23,null,null,null,null,null,null,null,"n51"]
[16521,null,"ENERGETYCZNE I SYGNALIZACYJNE","EM8832","0159090007258296240EM8832","BiT YnKSXS 0,6/1kV","75G1,0",null,"BITNER","KMT",1,76010,"PLN",0.23,null,null,null,null,null,null,null,"n51"]
[16531,null,"ENERGETYCZNE I SYGNALIZACYJNE","EM8845","0159090007258296240EM8845","BiT YnKSXS 0,6/1kV","75G1,5",null,"BITNER","KMT",1,107820,"PLN",0.23,null,null,null,null,null,null,null,"n51"]
[16546,null,"ENERGETYCZNE I SYGNALIZACYJNE","EM8651","0159090007258296240EM8651","BiT YnKSY 0,6/1kV","10G1,0",null,"BITNER","KMT",1,9670,"PLN",0.23,null,null,null,null,null,null,null,"n51"]
[16554,null,"ENERGETYCZNE I SYGNALIZACYJNE","EM8659","0159090007258296240EM8659","BiT YnKSY 0,6/1kV","37G1,0",null,"BITNER","KMT",1,33250,"PLN",0.23,null,null,null,null,null,null,null,"n51"]
[16561,null,"ENERGETYCZNE I SYGNALIZACYJNE","EM8666","0159090007258296240EM8666","BiT YnKSY 0,6/1kV","14G1,5",null,"BITNER","KMT",1,18430,"PLN",0.23,null,null,null,null,null,null,null,"n51"]
[16574,null,"ENERGETYCZNE I SYGNALIZACYJNE","EM8680","0159090007258296240EM8680","BiT YnKSY 0,6/1kV","19G2,5",null,"BITNER","KMT",1,37990,"PLN",0.23,null,null,null,null,null,null,null,"n51"]
[16576,null,"ENERGETYCZNE I SYGNALIZACYJNE","EM8682","0159090007258296240EM8682","BiT YnKSY 0,6/1kV","30G2,5",null,"BITNER","KMT",1,59470,"PLN",0.23,null,null,null,null,null,null,null,"n51"]
[16591,null,"ENERGETYCZNE I SYGNALIZACYJNE","EM9607","0159090007258296240EM9607","BiT YoKSY 0,6/1kV","24G1,0",null,"BITNER","KMT",1,25010,"PLN",0.23,null,null,null,null,null,null,null,"n51"]
[16598,null,"ENERGETYCZNE I SYGNALIZACYJNE","EM9614","0159090007258296240EM9614","BiT YoKSY 0,6/1kV","10G1,5",null,"BITNER","KMT",1,15950,"PLN",0.23,null,null,null,null,null,null,null,"n51"]
[16606,null,"ENERGETYCZNE I SYGNALIZACYJNE","EM9622","0159090007258296240EM9622","BiT YoKSY 0,6/1kV","48G1,5",null,"BITNER","KMT",1,66420,"PLN",0.23,null,null,null,null,null,null,null,"n51"]
[16623,null,"ENERGETYCZNE I SYGNALIZACYJNE","IW0200","0159090007258296240IW0200","H01N2-D (OnS-1)",10,null,"BITNER","KMT",1,10060,"PLN",0.23,null,null,null,null,null,null,null,"n24"]
[16631,null,"ENERGETYCZNE I SYGNALIZACYJNE","IW0400","0159090007258296240IW0400","H01N2-E",10,null,"BITNER","KMT",1,"oferta","PLN",0.23,null,null,null,null,null,null,null,"n24"]
[16636,null,"ENERGETYCZNE I SYGNALIZACYJNE","IW0405","0159090007258296240IW0405","H01N2-E",70,null,"BITNER","KMT",1,"oferta","PLN",0.23,null,null,null,null,null,null,null,"n24"]
[16651,null,"ENERGETYCZNE I SYGNALIZACYJNE","IM0011","0159090007258296240IM0011","H03VV-F (OMY) ","4x1",null,"BITNER","KMT",1,"oferta","PLN",0.23,null,null,null,null,null,null,null,"n23"]
[16661,null,"ENERGETYCZNE I SYGNALIZACYJNE","IP0601","0159090007258296240IP0601","H05BB-F","2x1",null,"BITNER","KMT",1,"oferta","PLN",0.23,null,null,null,null,null,null,null,"n25E"]
[16667,null,"ENERGETYCZNE I SYGNALIZACYJNE","IP0607","0159090007258296240IP0607","H05BB-F","3x2,5",null,"BITNER","KMT",1,"oferta","PLN",0.23,null,null,null,null,null,null,null,"n25E"]
[16676,null,"ENERGETYCZNE I SYGNALIZACYJNE","IP0616","0159090007258296240IP0616","H05BB-F","5x0,75",null,"BITNER","KMT",1,"oferta","PLN",0.23,null,null,null,null,null,null,null,"n25E"]
[16691,null,"ENERGETYCZNE I SYGNALIZACYJNE","IP0511","0159090007258296240IP0511","H05BQ-F","7x1",null,"BITNER","KMT",1,"oferta","PLN",0.23,null,null,null,null,null,null,null,"n37"]
[16695,null,"ENERGETYCZNE I SYGNALIZACYJNE","IP0515","0159090007258296240IP0515","H05BQ-F","18x1",null,"BITNER","KMT",1,"oferta","PLN",0.23,null,null,null,null,null,null,null,"n37"]
[16706,null,"ENERGETYCZNE I SYGNALIZACYJNE","IW0108","0159090007258296240IW0108","H05RR-F ","3x4",null,"BITNER","KMT",1,"oferta","PLN",0.23,null,null,null,null,null,null,null,"n25"]
[16711,null,"ENERGETYCZNE I SYGNALIZACYJNE","IW0113","0159090007258296240IW0113","H05RR-F ","4x2,5",null,"BITNER","KMT",1,"oferta","PLN",0.23,null,null,null,null,null,null,null,"n25"]
[16721,null,"ENERGETYCZNE I SYGNALIZACYJNE","IG0101","0159090007258296240IG0101","H05V2-K ",0.5,null,"BITNER","KMT",1,"oferta","PLN",0.23,null,null,null,null,null,null,null,"n28E"]
[16736,null,"ENERGETYCZNE I SYGNALIZACYJNE","IW0005","0159090007258296240IW0005","H05VV-F (OWY)","2x2,5",null,"BITNER","KMT",1,4920,"PLN",0.23,null,null,null,null,null,null,null,"n23"]
[16744,null,"ENERGETYCZNE I SYGNALIZACYJNE","IW0013","0159090007258296240IW0013","H05VV-F (OWY)","4x0,5",null,"BITNER","KMT",1,"oferta","PLN",0.23,null,null,null,null,null,null,null,"n23"]
[16751,null,"ENERGETYCZNE I SYGNALIZACYJNE","IW0020","0159090007258296240IW0020","H05VV-F (OWY)","5x0,75",null,"BITNER","KMT",1,3850,"PLN",0.23,null,null,null,null,null,null,null,"n23"]
[16766,null,"ENERGETYCZNE I SYGNALIZACYJNE","IP0707","0159090007258296240IP0707","H07BB-F","1x35",null,"BITNER","KMT",1,"oferta","PLN",0.23,null,null,null,null,null,null,null,"n25E"]
[16772,null,"ENERGETYCZNE I SYGNALIZACYJNE","IP0713","0159090007258296240IP0713","H07BB-F","1x185",null,"BITNER","KMT",1,"oferta","PLN",0.23,null,null,null,null,null,null,null,"n25E"]
[16781,null,"ENERGETYCZNE I SYGNALIZACYJNE","IP0722","0159090007258296240IP0722","H07BB-F","2x25",null,"BITNER","KMT",1,"oferta","PLN",0.23,null,null,null,null,null,null,null,"n25E"]
[16788,null,"ENERGETYCZNE I SYGNALIZACYJNE","IP0729","0159090007258296240IP0729","H07BB-F","3x16",null,"BITNER","KMT",1,"oferta","PLN",0.23,null,null,null,null,null,null,null,"n25E"]
[16806,null,"ENERGETYCZNE I SYGNALIZACYJNE","IP0747","0159090007258296240IP0747","H07BB-F","4x35",null,"BITNER","KMT",1,"oferta","PLN",0.23,null,null,null,null,null,null,null,"n25E"]
[16811,null,"ENERGETYCZNE I SYGNALIZACYJNE","IP0752","0159090007258296240IP0752","H07BB-F","4x150",null,"BITNER","KMT",1,"oferta","PLN",0.23,null,null,null,null,null,null,null,"n25E"]
[16821,null,"ENERGETYCZNE I SYGNALIZACYJNE","IP0400","0159090007258296240IP0400","H07BQ-F","2x1,5",null,"BITNER","KMT",1,6968,"PLN",0.23,null,null,null,null,null,null,null,"n37"]
[16826,null,"ENERGETYCZNE I SYGNALIZACYJNE","IP0405","0159090007258296240IP0405","H07BQ-F","2x16",null,"BITNER","KMT",1,47343,"PLN",0.23,null,null,null,null,null,null,null,"n37"]
[16841,null,"ENERGETYCZNE I SYGNALIZACYJNE","IP0420","0159090007258296240IP0420","H07BQ-F","5G1,5",null,"BITNER","KMT",1,11279,"PLN",0.23,null,null,null,null,null,null,null,"n37"]
[16851,null,"ENERGETYCZNE I SYGNALIZACYJNE","IP0430","0159090007258296240IP0430","H07BQ-F","12G1,5",null,"BITNER","KMT",1,26600,"PLN",0.23,null,null,null,null,null,null,null,"n37"]
[16856,null,"ENERGETYCZNE I SYGNALIZACYJNE","IP0437","0159090007258296240IP0437","H07BQ-F","24G2,5",null,"BITNER","KMT",1,"oferta","PLN",0.23,null,null,null,null,null,null,null,"n37"]
[16865,null,"ENERGETYCZNE I SYGNALIZACYJNE","IG0308","0159090007258296240IG0308","H07V2-K",25,null,"BITNER","KMT",1,21500,"PLN",0.23,null,null,null,null,null,null,null,"n28E"]
[16881,null,"ENERGETYCZNE I SYGNALIZACYJNE","IG0207","0159090007258296240IG0207","H07V-K",16,null,"BITNER","KMT",1,13160,"PLN",0.23,null,null,null,null,null,null,null,"n28E"]
[16885,null,"ENERGETYCZNE I SYGNALIZACYJNE","IG0211","0159090007258296240IG0211","H07V-K",70,null,"BITNER","KMT",1,58230,"PLN",0.23,null,null,null,null,null,null,null,"n28E"]
[16896,null,"ENERGETYCZNE I SYGNALIZACYJNE","IG0405","0159090007258296240IG0405","LgYd ",6,null,"BITNER","KMT",1,5110,"PLN",0.23,null,null,null,null,null,null,null,"n28E"]
[16911,null,"ENERGETYCZNE I SYGNALIZACYJNE","EM2506","0159090007258296240EM2506","NYCY 0,6/1kV","3x6/6",null,"BITNER","KMT",1,21070,"PLN",0.23,null,null,null,null,null,null,null,"n22"]
[16918,null,"ENERGETYCZNE I SYGNALIZACYJNE","EM2513","0159090007258296240EM2513","NYCY 0,6/1kV","4x16/16",null,"BITNER","KMT",1,64940,"PLN",0.23,null,null,null,null,null,null,null,"n22"]
[16926,null,"ENERGETYCZNE I SYGNALIZACYJNE","EM2521","0159090007258296240EM2521","NYCY 0,6/1kV","14x1,5/2,5",null,"BITNER","KMT",1,21340,"PLN",0.23,null,null,null,null,null,null,null,"n22"]
[16938,null,"ENERGETYCZNE I SYGNALIZACYJNE","EM2533","0159090007258296240EM2533","NYCY 0,6/1kV","5x1,5/1,5",null,"BITNER","KMT",1,10190,"PLN",0.23,null,null,null,null,null,null,null,"n22"]
[16945,null,"ENERGETYCZNE I SYGNALIZACYJNE","EM2540","0159090007258296240EM2540","NYCY 0,6/1kV","40x1,5/10",null,"BITNER","KMT",1,"oferta","PLN",0.23,null,null,null,null,null,null,null,"n22"]
[16956,null,"GÓRNICZE","GG1701","0159090007258296240GG1701","OGŁ","3x4",null,"BITNER","KMT",1,18317,"PLN",0.23,null,null,null,null,null,null,null,"n34"]
[16962,null,"GÓRNICZE","GG1707","0159090007258296240GG1707","OGŁ","3x50",null,"BITNER","KMT",1,132376,"PLN",0.23,null,null,null,null,null,null,null,"n34"]
[16971,null,"ENERGETYCZNE I SYGNALIZACYJNE","EA0199","0159090007258296240EA0199","YAKXS 0,6/1kV","1x10",null,"BITNER","KMT",1,1790,"PLN",0.23,null,null,null,null,null,null,null,"n12"]
[16986,null,"ENERGETYCZNE I SYGNALIZACYJNE","EA0215","0159090007258296240EA0215","YAKXSżo 0,6/1kV","4x50",null,"BITNER","KMT",1,29730,"PLN",0.23,null,null,null,null,null,null,null,"n12"]
[16995,null,"ENERGETYCZNE I SYGNALIZACYJNE","EA0224","0159090007258296240EA0224","YAKXSżo 0,6/1kV","5x10",null,"BITNER","KMT",1,8650,"PLN",0.23,null,null,null,null,null,null,null,"n12"]
[17001,null,"ENERGETYCZNE I SYGNALIZACYJNE","EA0230","0159090007258296240EA0230","YAKXSżo 0,6/1kV","5x95",null,"BITNER","KMT",1,65780,"PLN",0.23,null,null,null,null,null,null,null,"n12"]
[17015,null,"ENERGETYCZNE I SYGNALIZACYJNE","EA0031","0159090007258296240EA0031","YAKY 0,6/1kV","1x10",null,"BITNER","KMT",1,1940,"PLN",0.23,null,null,null,null,null,null,null,"n12"]
[17026,null,"ENERGETYCZNE I SYGNALIZACYJNE","EA0310","0159090007258296240EA0310","YAKYFoyżo","3x240SM",null,"BITNER","KMT",1,"oferta","PLN",0.23,null,null,null,null,null,null,null,"n12F"]
[17031,null,"ENERGETYCZNE I SYGNALIZACYJNE","EA0315","0159090007258296240EA0315","YAKYFoyżo","4x50SE",null,"BITNER","KMT",1,"oferta","PLN",0.23,null,null,null,null,null,null,null,"n12F"]
[17039,null,"ENERGETYCZNE I SYGNALIZACYJNE","EA0323","0159090007258296240EA0323","YAKYFoyżo","3X35SE+16RE",null,"BITNER","KMT",1,"oferta","PLN",0.23,null,null,null,null,null,null,null,"n12F"]
[17056,null,"ENERGETYCZNE I SYGNALIZACYJNE","EA0020","0159090007258296240EA0020","YAKYżo 0,6/1kV","4x150",null,"BITNER","KMT",1,86900,"PLN",0.23,null,null,null,null,null,null,null,"n12"]
[17059,null,"ENERGETYCZNE I SYGNALIZACYJNE","EA0023","0159090007258296240EA0023","YAKYżo 0,6/1kV","5x4",null,"BITNER","KMT",1,"oferta","PLN",0.23,null,null,null,null,null,null,null,"n12"]
[17075,null,"ENERGETYCZNE I SYGNALIZACYJNE","EA0040","0159090007258296240EA0040","YAKYżo 0,6/1kV","3x150",null,"BITNER","KMT",1,"oferta","PLN",0.23,null,null,null,null,null,null,null,"n12"]
[17076,null,"ENERGETYCZNE I SYGNALIZACYJNE","EA0041","0159090007258296240EA0041","YAKYżo 0,6/1kV","3x185",null,"BITNER","KMT",1,"oferta","PLN",0.23,null,null,null,null,null,null,null,"n12"]
[17092,null,"ENERGETYCZNE I SYGNALIZACYJNE","EM1510","0159090007258296240EM1510","YKXS 0,6/1kV","1x70",null,"BITNER","KMT",1,51320,"PLN",0.23,null,null,null,null,null,null,null,"n21H"]
[17101,null,"ENERGETYCZNE I SYGNALIZACYJNE","EM1519","0159090007258296240EM1519","YKXS 0,6/1kV","2x4",null,"BITNER","KMT",1,7170,"PLN",0.23,null,null,null,null,null,null,null,"n21H"]
[17112,null,"ENERGETYCZNE I SYGNALIZACYJNE","EM1529","0159090007258296240EM1529","YKXSżo 0,6/1kV","3x16",null,"BITNER","KMT",1,38880,"PLN",0.23,null,null,null,null,null,null,null,"n21H"]
[17120,null,"ENERGETYCZNE I SYGNALIZACYJNE","EM1537","0159090007258296240EM1537","YKXSżo 0,6/1kV","4x6",null,"BITNER","KMT",1,19170,"PLN",0.23,null,null,null,null,null,null,null,"n21H"]
[17131,null,"ENERGETYCZNE I SYGNALIZACYJNE","EM1548","0159090007258296240EM1548","YKXSżo 0,6/1kV","5x2,5",null,"BITNER","KMT",1,10850,"PLN",0.23,null,null,null,null,null,null,null,"n21H"]
[17136,null,"ENERGETYCZNE I SYGNALIZACYJNE","EM1553","0159090007258296240EM1553","YKXSżo 0,6/1kV","5x25",null,"BITNER","KMT",1,98960,"PLN",0.23,null,null,null,null,null,null,null,"n21H"]
[17150,null,"ENERGETYCZNE I SYGNALIZACYJNE","EM1309","0159090007258296240EM1309","YKY 0,6/1kV","1x50RM",null,"BITNER","KMT",1,35930,"PLN",0.23,null,null,null,null,null,null,null,"n21"]
[17161,null,"ENERGETYCZNE I SYGNALIZACYJNE","EM1320","0159090007258296240EM1320","YKY 0,6/1kV","2x6RE",null,"BITNER","KMT",1,10050,"PLN",0.23,null,null,null,null,null,null,null,"n21"]
[17169,null,"ENERGETYCZNE I SYGNALIZACYJNE","EM2119","0159090007258296240EM2119","YKYektmy 0,6/1kV","2x10",null,"BITNER","KMT",1,25030,"PLN",0.23,null,null,null,null,null,null,null,"n21F"]
[17176,null,"ENERGETYCZNE I SYGNALIZACYJNE","EM2108","0159090007258296240EM2108","YKYektmyżo 0,6/1kV","4x1",null,"BITNER","KMT",1,10890,"PLN",0.23,null,null,null,null,null,null,null,"n21F"]
[17189,null,"ENERGETYCZNE I SYGNALIZACYJNE","EM2125","0159090007258296240EM2125","YKYektmyżo 0,6/1kV","4x16RE",null,"BITNER","KMT",1,64660,"PLN",0.23,null,null,null,null,null,null,null,"n21F"]
[17195,null,"ENERGETYCZNE I SYGNALIZACYJNE","EM2131","0159090007258296240EM2131","YKYektmyżo 0,6/1kV","5x10",null,"BITNER","KMT",1,51180,"PLN",0.23,null,null,null,null,null,null,null,"n21F"]
[17206,null,"ENERGETYCZNE I SYGNALIZACYJNE","EM2006","0159090007258296240EM2006","YKYFoy 0,6/1kV","2x16RE*",null,"BITNER","KMT",1,40910,"PLN",0.23,null,null,null,null,null,null,null,"n21H"]
[17213,null,"ENERGETYCZNE I SYGNALIZACYJNE","EM2013","0159090007258296240EM2013","YKYFoyżo 0,6/1kV","3x16RE",null,"BITNER","KMT",1,54580,"PLN",0.23,null,null,null,null,null,null,null,"n21H"]
[17221,null,"ENERGETYCZNE I SYGNALIZACYJNE","EM2028","0159090007258296240EM2028","YKYFoyżo 0,6/1kV","4x10RE",null,"BITNER","KMT",1,45180,"PLN",0.23,null,null,null,null,null,null,null,"n21H"]
[17233,null,"ENERGETYCZNE I SYGNALIZACYJNE","EM2055","0159090007258296240EM2055","YKYFoyżo 0,6/1kV","5x25RM* ",null,"BITNER","KMT",1,127080,"PLN",0.23,null,null,null,null,null,null,null,"n21H"]
[17240,null,"ENERGETYCZNE I SYGNALIZACYJNE","EM1920","0159090007258296240EM1920","YKYFtZny 0,6/1kV  ","2x6RE",null,"BITNER","KMT",1,11580,"PLN",0.23,null,null,null,null,null,null,null,"n21F"]
[17251,null,"ENERGETYCZNE I SYGNALIZACYJNE","EM1931","0159090007258296240EM1931","YKYFtZnyżo 0,6/1kV ","3x35SM",null,"BITNER","KMT",1,86650,"PLN",0.23,null,null,null,null,null,null,null,"n21F"]
[17266,null,"ENERGETYCZNE I SYGNALIZACYJNE","EM1946","0159090007258296240EM1946","YKYFtZnyżo 0,6/1kV ","5x6RE",null,"BITNER","KMT",1,25280,"PLN",0.23,null,null,null,null,null,null,null,"n21F"]
[17270,null,"ENERGETYCZNE I SYGNALIZACYJNE","EM1950","0159090007258296240EM1950","YKYFtZnyżo 0,6/1kV ","5x35RMC",null,"BITNER","KMT",1,140470,"PLN",0.23,null,null,null,null,null,null,null,"n21F"]
[17286,null,"ENERGETYCZNE I SYGNALIZACYJNE","EM1337","0159090007258296240EM1337","YKYżo 0,6/1kV","4x6RE",null,"BITNER","KMT",1,18690,"PLN",0.23,null,null,null,null,null,null,null,"n21"]
[17295,null,"ENERGETYCZNE I SYGNALIZACYJNE","EM1346","0159090007258296240EM1346","YKYżo 0,6/1kV","5x1RE",null,"BITNER","KMT",1,5080,"PLN",0.23,null,null,null,null,null,null,null,"n21"]
[17306,null,"ENERGETYCZNE I SYGNALIZACYJNE","EM1357","0159090007258296240EM1357","YKYżo 0,6/1kV","5x95RMC",null,"BITNER","KMT",1,352960,"PLN",0.23,null,null,null,null,null,null,null,"n21C"]
[17310,null,"ENERGETYCZNE I SYGNALIZACYJNE","EM1361 ","0159090007258296240EM1361 ","YKYżo 0,6/1kV"," 3x70SM",null,"BITNER","KMT",1,152610,"PLN",0.23,null,null,null,null,null,null,null,"n21C"]
[17325,null,"ENERGETYCZNE I SYGNALIZACYJNE","EM1376","0159090007258296240EM1376","YKYżo 0,6/1kV","3x120SM+70SM",null,"BITNER","KMT",1,312200,"PLN",0.23,null,null,null,null,null,null,null,"n21C"]
[17330,null,"ENERGETYCZNE I SYGNALIZACYJNE","EM3501","0159090007258296240EM3501","YnKXS 0,6/1kV ","1x1,5RE",null,"BITNER","KMT",1,1730,"PLN",0.23,null,null,null,null,null,null,null,"n21H"]
[17340,null,"ENERGETYCZNE I SYGNALIZACYJNE","EM3511","0159090007258296240EM3511","YnKXS 0,6/1kV ","1x95RMC",null,"BITNER","KMT",1,78500,"PLN",0.23,null,null,null,null,null,null,null,"n21H"]
[17345,null,"ENERGETYCZNE I SYGNALIZACYJNE","EM3516","0159090007258296240EM3516","YnKXS 0,6/1kV ","1x300RMC",null,"BITNER","KMT",1,239680,"PLN",0.23,null,null,null,null,null,null,null,"n21H"]
[17363,null,"ENERGETYCZNE I SYGNALIZACYJNE","EM3540","0159090007258296240EM3540","YnKXSżo 0,6/1kV ","4x1",null,"BITNER","KMT",1,4830,"PLN",0.23,null,null,null,null,null,null,null,"n21H"]
[17370,null,"ENERGETYCZNE I SYGNALIZACYJNE","EM3547","0159090007258296240EM3547","YnKXSżo 0,6/1kV ","4x25",null,"BITNER","KMT",1,87340,"PLN",0.23,null,null,null,null,null,null,null,"n21H"]
[17381,null,"ENERGETYCZNE I SYGNALIZACYJNE","EM3561","0159090007258296240EM3561","YnKXSżo 0,6/1kV ","5x10",null,"BITNER","KMT",1,42810,"PLN",0.23,null,null,null,null,null,null,null,"n21H"]
[17387,null,"ENERGETYCZNE I SYGNALIZACYJNE","EM3567","0159090007258296240EM3567","YnKXSżo 0,6/1kV ","5x95",null,"BITNER","KMT",1,400190,"PLN",0.23,null,null,null,null,null,null,null,"n21H"]
[17400,null,"ENERGETYCZNE I SYGNALIZACYJNE","EM2712","0159090007258296240EM2712","YnKY 0,6/1kV","1x120RMC",null,"BITNER","KMT",1,93200,"PLN",0.23,null,null,null,null,null,null,null,"n21H"]
[17407,null,"ENERGETYCZNE I SYGNALIZACYJNE","EM2719","0159090007258296240EM2719","YnKY 0,6/1kV","2x4RE ",null,"BITNER","KMT",1,7820,"PLN",0.23,null,null,null,null,null,null,null,"n21H"]
[17415,null,"ENERGETYCZNE I SYGNALIZACYJNE","EM2727","0159090007258296240EM2727","YnKYżo 0,6/1kV","3x6RE",null,"BITNER","KMT",1,15730,"PLN",0.23,null,null,null,null,null,null,null,"n21H"]
[17426,null,"ENERGETYCZNE I SYGNALIZACYJNE","EM2738","0159090007258296240EM2738","YnKYżo 0,6/1kV","3x240RMC",null,"BITNER","KMT",1,581900,"PLN",0.23,null,null,null,null,null,null,null,"n21H"]
[17440,null,"ENERGETYCZNE I SYGNALIZACYJNE","EM2752","0159090007258296240EM2752","YnKYżo 0,6/1kV","4x150RMC",null,"BITNER","KMT",1,491930,"PLN",0.23,null,null,null,null,null,null,null,"n21H"]
[17445,null,"ENERGETYCZNE I SYGNALIZACYJNE","EM2757","0159090007258296240EM2757","YnKYżo 0,6/1kV","3x35SM+25RE",null,"BITNER","KMT",1,"oferta","PLN",0.23,null,null,null,null,null,null,null,"n21H"]
[17451,null,"ENERGETYCZNE I SYGNALIZACYJNE","EM2763","0159090007258296240EM2763","YnKYżo 0,6/1kV","3x185SM+95SM",null,"BITNER","KMT",1,532720,"PLN",0.23,null,null,null,null,null,null,null,"n21H"]
[17460,null,"ENERGETYCZNE I SYGNALIZACYJNE","EM2772","0159090007258296240EM2772","YnKYżo 0,6/1kV","5x25RMC",null,"BITNER","KMT",1,105290,"PLN",0.23,null,null,null,null,null,null,null,"n21H"]
[17475,null,"ENERGETYCZNE I SYGNALIZACYJNE","EM9457","0159090007258296240EM9457","YoKXS 0,6/1kV","1x25",null,"BITNER","KMT",1,24410,"PLN",0.23,null,null,null,null,null,null,null,"n21H"]
[17484,null,"ENERGETYCZNE I SYGNALIZACYJNE","EM9466","0159090007258296240EM9466","YoKXS 0,6/1kV","1x300",null,"BITNER","KMT",1,248390,"PLN",0.23,null,null,null,null,null,null,null,"n21H"]
[17490,null,"ENERGETYCZNE I SYGNALIZACYJNE","EM9472","0159090007258296240EM9472","YoKXS 0,6/1kV","2x10",null,"BITNER","KMT",1,20480,"PLN",0.23,null,null,null,null,null,null,null,"n21H"]
[17504,null,"ENERGETYCZNE I SYGNALIZACYJNE","EM9486","0159090007258296240EM9486","YoKXSżo 0,6/1kV","4x2,5",null,"BITNER","KMT",1,11400,"PLN",0.23,null,null,null,null,null,null,null,"n21H"]
[17515,null,"ENERGETYCZNE I SYGNALIZACYJNE","EM9497","0159090007258296240EM9497","YoKXSżo 0,6/1kV","5x1",null,"BITNER","KMT",1,7440,"PLN",0.23,null,null,null,null,null,null,null,"n21H"]
[17520,null,"ENERGETYCZNE I SYGNALIZACYJNE","EM9502","0159090007258296240EM9502","YoKXSżo 0,6/1kV","5x10",null,"BITNER","KMT",1,46700,"PLN",0.23,null,null,null,null,null,null,null,"n21H"]
[17528,null,"ENERGETYCZNE I SYGNALIZACYJNE","EM9301","0159090007258296240EM9301","YoKY 0,6/1kV","1x1,5RE",null,"BITNER","KMT",1,2070,"PLN",0.23,null,null,null,null,null,null,null,"n21H"]
[17545,null,"ENERGETYCZNE I SYGNALIZACYJNE","EM9318","0159090007258296240EM9318","YoKY 0,6/1kV","2x2,5RE",null,"BITNER","KMT",1,6260,"PLN",0.23,null,null,null,null,null,null,null,"n21H"]
[17548,null,"ENERGETYCZNE I SYGNALIZACYJNE","EM9321","0159090007258296240EM9321","YoKY 0,6/1kV","2x10RE",null,"BITNER","KMT",1,20050,"PLN",0.23,null,null,null,null,null,null,null,"n21H"]
[17560,null,"ENERGETYCZNE I SYGNALIZACYJNE","EM9333","0159090007258296240EM9333","YoKYżo 0,6/1kV"," 3x70SM",null,"BITNER","KMT",1,170920,"PLN",0.23,null,null,null,null,null,null,null,"n21H"]
[17575,null,"ENERGETYCZNE I SYGNALIZACYJNE","EM9348","0159090007258296240EM9348","YoKYżo 0,6/1kV","4x50SM",null,"BITNER","KMT",1,164640,"PLN",0.23,null,null,null,null,null,null,null,"n21H"]
[17581,null,"ENERGETYCZNE I SYGNALIZACYJNE","EM9354","0159090007258296240EM9354","YoKYżo 0,6/1kV","4x240SM",null,"BITNER","KMT",1,786670,"PLN",0.23,null,null,null,null,null,null,null,"n21H"]
[17590,null,"ENERGETYCZNE I SYGNALIZACYJNE","EM9363","0159090007258296240EM9363","YoKYżo 0,6/1kV","3x185SM+95SM",null,"BITNER","KMT",1,542400,"PLN",0.23,null,null,null,null,null,null,null,"n21H"]
[17595,null,"ENERGETYCZNE I SYGNALIZACYJNE","EM9368","0159090007258296240EM9368","YoKYżo 0,6/1kV","5x4RE",null,"BITNER","KMT",1,20140,"PLN",0.23,null,null,null,null,null,null,null,"n21H"]
[17605,null,"ENERGETYCZNE I SYGNALIZACYJNE","EM9378","0159090007258296240EM9378","YoKYżo 0,6/1kV","5x150SM",null,"BITNER","KMT",1,625980,"PLN",0.23,null,null,null,null,null,null,null,"n21H"]
[17620,null,"TELEKOMUNIKACYJNE","TC0463","0159090007258296240TC0463","A-2Y(L)2Y","300x2x0,6",null,"BITNER","KMT",1,"oferta","PLN",0.23,null,null,null,null,null,null,null,"n64E"]
[17625,null,"TELEKOMUNIKACYJNE","TC0468","0159090007258296240TC0468","A-2Y(L)2Y","20x2x0,8",null,"BITNER","KMT",1,"oferta","PLN",0.23,null,null,null,null,null,null,null,"n64E"]
[17635,null,"TELEKOMUNIKACYJNE","TC0500","0159090007258296240TC0500","A-2Y(L)2YB2Y*","10x2x0,8",null,"BITNER","KMT",1,"oferta","PLN",0.23,null,null,null,null,null,null,null,"n64E"]
[17650,null,"TELEKOMUNIKACYJNE","TC0558","0159090007258296240TC0558","A-2YF(L)2Y","70x2x0,6",null,"BITNER","KMT",1,"oferta","PLN",0.23,null,null,null,null,null,null,null,"n64E"]
[17658,null,"TELEKOMUNIKACYJNE","TC0566","0159090007258296240TC0566","A-2YF(L)2Y","40x2x0,8",null,"BITNER","KMT",1,"oferta","PLN",0.23,null,null,null,null,null,null,null,"n64E"]
[17665,null,"TELEKOMUNIKACYJNE","TC0603","0159090007258296240TC0603","A-2YF(L)2YB2Y","10x2x0,6",null,"BITNER","KMT",1,"oferta","PLN",0.23,null,null,null,null,null,null,null,"n64E"]
[17674,null,"TELEKOMUNIKACYJNE","TC0612","0159090007258296240TC0612","A-2YF(L)2YB2Y","10x2x0,8",null,"BITNER","KMT",1,"oferta","PLN",0.23,null,null,null,null,null,null,null,"n64E"]
[17690,null,"TELEKOMUNIKACYJNE","TI0044","0159090007258296240TI0044","BiTLAN U/UTP 4x2x23 AWG (0,54) cat. 6 350MHz",null,null,"BITNER","KMT",1,2150,"PLN",0.23,null,null,null,null,null,null,null,"n71"]
[17695,null,"TELEKOMUNIKACYJNE","TI0049","0159090007258296240TI0049","BiTLAN U/UTP 4x2x23 AWG (0,54) cat. 6 350MHz LSOH",null,null,"BITNER","KMT",1,2320,"PLN",0.23,null,null,null,null,null,null,null,"n71"]
[17702,null,"TELEKOMUNIKACYJNE","TI0079","0159090007258296240TI0079","BiTLAN U/FTP 4x2x23 AWG  cat. 6A  500MHz LSOH",null,null,"BITNER","KMT",1,3450,"PLN",0.23,null,null,null,null,null,null,null,"n71"]
[17710,null,"TELEKOMUNIKACYJNE","TI0070","0159090007258296240TI0070","BiTLAN F/UTP  PATCHCORD 4x2x26/7 AWG cat. 5e 200MHz LSOH",null,null,"BITNER","KMT",1,"oferta","PLN",0.23,null,null,null,null,null,null,null,"n71"]
[17727,null,"TELEKOMUNIKACYJNE","TP0900","0159090007258296240TP0900","ELAQBY-S"," 2x2x0,6",null,"BITNER","KMT",1,"oferta","PLN",0.23,null,null,null,null,null,null,null,"n64E"]
[17735,null,"TELEKOMUNIKACYJNE","TP1006","0159090007258296240TP1006","ELAQXB","30x2x0,5",null,"BITNER","KMT",1,"oferta","PLN",0.23,null,null,null,null,null,null,null,"n64E"]
[17740,null,"TELEKOMUNIKACYJNE","TP0952","0159090007258296240TP0952","ELAQXBE","6x2x0,5",null,"BITNER","KMT",1,"oferta","PLN",0.23,null,null,null,null,null,null,null,"n64E"]
[17755,null,"TELEKOMUNIKACYJNE","TF0205","0159090007258296240TF0205","H-YTKSXekp","8x(1x2x0,4c)",null,"BITNER","KMT",1,"oferta","PLN",0.23,null,null,null,null,null,null,null,"n67"]
[17765,null,"TELEKOMUNIKACYJNE","TN1108","0159090007258296240TN1108","J-Y(St)Y…Bd","24x2x0,8",null,"BITNER","KMT",1,28310,"PLN",0.23,null,null,null,null,null,null,null,"n64E"]
[17771,null,"TELEKOMUNIKACYJNE","TN1114","0159090007258296240TN1114","J-Y(St)Y…Bd","48x2x0,8",null,"BITNER","KMT",1,"oferta","PLN",0.23,null,null,null,null,null,null,null,"n64E"]
[17780,null,"TELEKOMUNIKACYJNE","TN1007","0159090007258296240TN1007","J-Y(St)Y…Lg","12x2x0,6",null,"BITNER","KMT",1,8660,"PLN",0.23,null,null,null,null,null,null,null,"n64E"]
[17795,null,"TELEKOMUNIKACYJNE","LF0103","0159090007258296240LF0103","RG 058 C/U","0,5/2,95",null,"BITNER","KMT",1,2500,"PLN",0.23,null,null,null,null,null,null,null,"n72"]
[17804,null,"TELEKOMUNIKACYJNE","LF0100","0159090007258296240LF0100","RG6","1,05/5,0 ",null,"BITNER","KMT",1,2340,"PLN",0.23,null,null,null,null,null,null,null,"n72"]
[17810,null,"TELEKOMUNIKACYJNE","TC0654","0159090007258296240TC0654","TCEPKPFLE","15x4x0,4",null,"BITNER","KMT",1,"oferta","PLN",0.23,null,null,null,null,null,null,null,"n64E"]
[17825,null,"TELEKOMUNIKACYJNE","TC0669","0159090007258296240TC0669","TCEPKPFLE","50x4x0,6",null,"BITNER","KMT",1,"oferta","PLN",0.23,null,null,null,null,null,null,null,"n64E"]
[17832,null,"TELEKOMUNIKACYJNE","TC0676","0159090007258296240TC0676","TCEPKPFLE","15x4x0,8",null,"BITNER","KMT",1,"oferta","PLN",0.23,null,null,null,null,null,null,null,"n64E"]
[17840,null,"TELEKOMUNIKACYJNE","LA0602","0159090007258296240LA0602","TDY","1x0,8",null,"BITNER","KMT",1,"oferta","PLN",0.23,null,null,null,null,null,null,null,"n75"]
[17848,null,"TELEKOMUNIKACYJNE","LA0609","0159090007258296240LA0609","TDYc","2x0,6",null,"BITNER","KMT",1,"oferta","PLN",0.23,null,null,null,null,null,null,null,"n75"]
[17855,null,"TELEKOMUNIKACYJNE","TP0129","0159090007258296240TP0129","TKMXn","1x2x0,9",null,"BITNER","KMT",1,"oferta","PLN",0.23,null,null,null,null,null,null,null,"n62E"]
[17870,null,"TELEKOMUNIKACYJNE","LF0204","0159090007258296240LF0204","XWDXpek 75 1,05/5,0","1,05/5,0",null,"BITNER","KMT",1,1970,"PLN",0.23,null,null,null,null,null,null,null,"n72"]
[17876,null,"TELEKOMUNIKACYJNE","LA0521","0159090007258296240LA0521","XzKAXw","2x2x0,8",null,"BITNER","KMT",1,"oferta","PLN",0.23,null,null,null,null,null,null,null,"n75"]
[17885,null,"TELEKOMUNIKACYJNE","LA0510","0159090007258296240LA0510","XzKAXwekw","3x2x0,6",null,"BITNER","KMT",1,4630,"PLN",0.23,null,null,null,null,null,null,null,"n75"]
[17901,null,"TELEKOMUNIKACYJNE","TC0003","0159090007258296240TC0003","XzTKMXpw","15x4x0,4",null,"BITNER","KMT",1,"oferta","PLN",0.23,null,null,null,null,null,null,null,"n61E"]
[17910,null,"TELEKOMUNIKACYJNE","TC0012","0159090007258296240TC0012","XzTKMXpw","25x4x0,5",null,"BITNER","KMT",1,17870,"PLN",0.23,null,null,null,null,null,null,null,"n61"]
[17915,null,"TELEKOMUNIKACYJNE","TC0017","0159090007258296240TC0017","XzTKMXpw","5x4x0,6",null,"BITNER","KMT",1,6270,"PLN",0.23,null,null,null,null,null,null,null,"n61E"]
[17925,null,"TELEKOMUNIKACYJNE","TC0027","0159090007258296240TC0027","XzTKMXpw","15x4x0,8",null,"BITNER","KMT",1,26640,"PLN",0.23,null,null,null,null,null,null,null,"n61"]
[17940,null,"TELEKOMUNIKACYJNE","TP0012","0159090007258296240TP0012","XzTKMXpw","3x2x0,6",null,"BITNER","KMT",1,2130,"PLN",0.23,null,null,null,null,null,null,null,"n62E"]
[17945,null,"TELEKOMUNIKACYJNE","TP0017","0159090007258296240TP0017","XzTKMXpw","8x2x0,6",null,"BITNER","KMT",1,4880,"PLN",0.23,null,null,null,null,null,null,null,"n62E"]
[17955,null,"TELEKOMUNIKACYJNE","TP0027","0159090007258296240TP0027","XzTKMXpw","9x2x0,8",null,"BITNER","KMT",1,8690,"PLN",0.23,null,null,null,null,null,null,null,"n62"]
[17960,null,"TELEKOMUNIKACYJNE","TC0304","0159090007258296240TC0304","XzTKMXpwFtZnx","35x4x0,4",null,"BITNER","KMT",1,"oferta","PLN",0.23,null,null,null,null,null,null,null,"n61F"]
[17978,null,"TELEKOMUNIKACYJNE","TC0322","0159090007258296240TC0322","XzTKMXpwFtZnx","100x4x0,6",null,"BITNER","KMT",1,"oferta","PLN",0.23,null,null,null,null,null,null,null,"n61F"]
[17985,null,"TELEKOMUNIKACYJNE","TC0329","0159090007258296240TC0329","XzTKMXpwFtZnx","50x4x0,8",null,"BITNER","KMT",1,96020,"PLN",0.23,null,null,null,null,null,null,null,"n61F"]
[17989,null,"TELEKOMUNIKACYJNE","TC0203","0159090007258296240TC0203","XzTKMXpwn","25x4x0,4",null,"BITNER","KMT",1,"oferta","PLN",0.23,null,null,null,null,null,null,null,"n61E"]
[18004,null,"TELEKOMUNIKACYJNE","TC0218","0159090007258296240TC0218","XzTKMXpwn","5x4x0,8",null,"BITNER","KMT",1,12150,"PLN",0.23,null,null,null,null,null,null,null,"n61D"]
[18015,null,"TELEKOMUNIKACYJNE","TP0106","0159090007258296240TP0106","XzTKMXpwn","7x2x0,5",null,"BITNER","KMT",1,4200,"PLN",0.23,null,null,null,null,null,null,null,"n62D"]
[18022,null,"TELEKOMUNIKACYJNE","TP0113","0159090007258296240TP0113","XzTKMXpwn","5x2x0,6",null,"BITNER","KMT",1,4370,"PLN",0.23,null,null,null,null,null,null,null,"n62D"]
[18030,null,"TELEKOMUNIKACYJNE","TP0121","0159090007258296240TP0121","XzTKMXpwn","4x2x0,8",null,"BITNER","KMT",1,5460,"PLN",0.23,null,null,null,null,null,null,null,"n62D"]
[18045,null,"TELEKOMUNIKACYJNE","LT0006","0159090007258296240LT0006","YASp 75 0,8/3,7","0,8/3,7+2x0,75",null,"BITNER","KMT",1,3340,"PLN",0.23,null,null,null,null,null,null,null,"n72"]
[18055,null,"TELEKOMUNIKACYJNE","TF0212","0159090007258296240TF0212","Yn-YTKSXekp","12x(1x2x0,4c)",null,"BITNER","KMT",1,"oferta","PLN",0.23,null,null,null,null,null,null,null,"n67"]
[18060,null,"TELEKOMUNIKACYJNE","LA0005","0159090007258296240LA0005","YTDY","10x0,5",null,"BITNER","KMT",1,1650,"PLN",0.23,null,null,null,null,null,null,null,"n74"]
[18066,null,"TELEKOMUNIKACYJNE","LA0101","0159090007258296240LA0101","YTDYekw","4x0,5",null,"BITNER","KMT",1,1030,"PLN",0.23,null,null,null,null,null,null,null,"n74"]
[18075,null,"TELEKOMUNIKACYJNE","TS0002","0159090007258296240TS0002","YTKSY","1x2x0,5",null,"BITNER","KMT",1,400,"PLN",0.23,null,null,null,null,null,null,null,"n65"]
[18090,null,"TELEKOMUNIKACYJNE","TS0018","0159090007258296240TS0018","YTKSY","30x2x0,5",null,"BITNER","KMT",1,9990,"PLN",0.23,null,null,null,null,null,null,null,"n65"]
[18099,null,"TELEKOMUNIKACYJNE","TS0027","0159090007258296240TS0027","YTKSY","5x2x0,6",null,"BITNER","KMT",1,2530,"PLN",0.23,null,null,null,null,null,null,null,"n65"]
[18105,null,"TELEKOMUNIKACYJNE","TS0033","0159090007258296240TS0033","YTKSY","6x2x0,8",null,"BITNER","KMT",1,5280,"PLN",0.23,null,null,null,null,null,null,null,"n65"]
[18119,null,"TELEKOMUNIKACYJNE","TS0047","0159090007258296240TS0047","YTKSY","28x2x0,4",null,"BITNER","KMT",1,"oferta","PLN",0.23,null,null,null,null,null,null,null,"n65"]
[18124,null,"TELEKOMUNIKACYJNE","TS0052","0159090007258296240TS0052","YTKSY","53x2x0,4",null,"BITNER","KMT",1,"oferta","PLN",0.23,null,null,null,null,null,null,null,"n65"]
[18135,null,"TELEKOMUNIKACYJNE","TS0063","0159090007258296240TS0063","YTKSY","10x2x0,6",null,"BITNER","KMT",1,4970,"PLN",0.23,null,null,null,null,null,null,null,"n65"]
[18143,null,"TELEKOMUNIKACYJNE","TF0004","0159090007258296240TF0004","YTKSYekp","6x2x0,5",null,"BITNER","KMT",1,"oferta","PLN",0.23,null,null,null,null,null,null,null,"n65"]
[18160,null,"TELEKOMUNIKACYJNE","TS0097","0159090007258296240TS0097","YTKSYekw","6x2x0,4",null,"BITNER","KMT",1,"oferta","PLN",0.23,null,null,null,null,null,null,null,"n65"]
[18163,null,"TELEKOMUNIKACYJNE","TS0100","0159090007258296240TS0100","YTKSYekw","1x2x0,5",null,"BITNER","KMT",1,600,"PLN",0.23,null,null,null,null,null,null,null,"n65"]
[18179,null,"TELEKOMUNIKACYJNE","TS0116","0159090007258296240TS0116","YTKSYekw","35x2x0,5",null,"BITNER","KMT",1,11850,"PLN",0.23,null,null,null,null,null,null,null,"n65"]
[18190,null,"TELEKOMUNIKACYJNE","TS0127","0159090007258296240TS0127","YTKSYekw","5x2x0,8",null,"BITNER","KMT",1,4610,"PLN",0.23,null,null,null,null,null,null,null,"n65"]
[18196,null,"TELEKOMUNIKACYJNE","TS0133","0159090007258296240TS0133","YTKSYekw","6x2x0,6",null,"BITNER","KMT",1,"oferta","PLN",0.23,null,null,null,null,null,null,null,"n65"]
[18209,null,"TELEKOMUNIKACYJNE","TS0146","0159090007258296240TS0146","YTKSYekw","48x2x0,4",null,"BITNER","KMT",1,"oferta","PLN",0.23,null,null,null,null,null,null,null,"n65"]
[18216,null,"TELEKOMUNIKACYJNE","TS0153","0159090007258296240TS0153","YTKSYekw","42x2x0,8",null,"BITNER","KMT",1,"oferta","PLN",0.23,null,null,null,null,null,null,null,"n65"]
[18224,null,"TELEKOMUNIKACYJNE","TZ0005","0159090007258296240TZ0005","YTKZYekw","35x4x0,5",null,"BITNER","KMT",1,"oferta","PLN",0.23,null,null,null,null,null,null,null,"n68"]
[18235,null,"TELEKOMUNIKACYJNE","LA0203","0159090007258296240LA0203","YTLY","8x0,22",null,"BITNER","KMT",1,"oferta","PLN",0.23,null,null,null,null,null,null,null,"n75"]
[18240,null,"TELEKOMUNIKACYJNE","LA0302","0159090007258296240LA0302","YTLYekw","6x0,22",null,"BITNER","KMT",1,"oferta","PLN",0.23,null,null,null,null,null,null,null,"n75"]
[18254,null,"AUDIO","LP0250","0159090007258296240LP0250","BiTsound Instal Speaker Cable","2x1,5",null,"BITNER","KMT",1,5360,"PLN",0.23,null,null,null,null,null,null,null,"n38E"]
[18265,null,"AUDIO","LP0255","0159090007258296240LP0255","BiTsound Instal Speaker Cable ","4x6",null,"BITNER","KMT",1,35370,"PLN",0.23,null,null,null,null,null,null,null,"n38E"]
[18273,null,"AUDIO","LP0251","0159090007258296240LP0251","BiTsound Instal Speaker Cable LSOH","4x10",null,"BITNER","KMT",1,70280,"PLN",0.23,null,null,null,null,null,null,null,"n38E"]
[18280,null,"AUDIO","LP0199","0159090007258296240LP0199","BiTsound Speaker Cable OFC","2x1,5 ",null,"BITNER","KMT",1,5570,"PLN",0.23,null,null,null,null,null,null,null,"n38E"]
[18293,null,"AUDIO","LP0208","0159090007258296240LP0208","Microphone Cable czarny OFC","2x0,23",null,"BITNER","KMT",1,3430,"PLN",0.23,null,null,null,null,null,null,null,"n38E"]
[18299,null,"AUDIO","LP0271","0159090007258296240LP0271","Microphone Instal Cable OFC LSOH","2x0,21",null,"BITNER","KMT",1,1750,"PLN",0.23,null,null,null,null,null,null,null,"n38E"]
[18310,null,"AUDIO","LP0502 ","0159090007258296240LP0502 ","MultiPaired Analog Audio Cable ","40x(2x0,21)",null,"BITNER","KMT",1,52830,"PLN",0.23,null,null,null,null,null,null,null,"n38E"]
[18317,null,"AUDIO","LP0006","0159090007258296240LP0006","PGY-p","2x2,5",null,"BITNER","KMT",1,4010,"PLN",0.23,null,null,null,null,null,null,null,"n73"]
[18329,null,"AUDIO","LP0218","0159090007258296240LP0218","Power Microphone ","2x0,23+3x1,5",null,"BITNER","KMT",1,11980,"PLN",0.23,null,null,null,null,null,null,null,"n38E"]
[18337,null,"AUDIO","LP0451","0159090007258296240LP0451","Przewód głośnikowy PGI-(VH) LSOH","2x2,5",null,"BITNER","KMT",1,"oferta","PLN",0.23,null,null,null,null,null,null,null,"n38E"]
[18344,null,"AUDIO","LP0458","0159090007258296240LP0458","Przewód głośnikowy PGI-(VH) LSOH","4x10",null,"BITNER","KMT",1,"oferta","PLN",0.23,null,null,null,null,null,null,null,"n38E"]
[18355,null,"AUDIO","LP0407","0159090007258296240LP0407","Przewód głośnikowy PGI-(VH) OFC PH 90 LSOH","2x10",null,"BITNER","KMT",1,62520,"PLN",0.23,null,null,null,null,null,null,null,"n38E"]
[18370,null,"AUDIO","LP0310","0159090007258296240LP0310","Przewód głośnikowy PGI-H  E30 LSOH","2x16",null,"BITNER","KMT",1,"oferta","PLN",0.23,null,null,null,null,null,null,null,"n38E"]
[18374,null,"AUDIO","LP0352","0159090007258296240LP0352","Przewód głośnikowy PGI-H PH 90 LSOH","4x2,5",null,"BITNER","KMT",1,"oferta","PLN",0.23,null,null,null,null,null,null,null,"n38E"]
[18390,null,"GÓRNICZE","GG5502","0159090007258296240GG5502","BiTflex (a) O2nGcekż/w-GW 3,6/6kV","3x50+25",null,"BITNER","KMT",1,"oferta","PLN",0.23,null,null,null,null,null,null,null,"n42s"]
[18399,null,"GÓRNICZE","GG5511","0159090007258296240GG5511","BiTflex (a) O2nGcekż/w-GW 3,6/6kV","3x120+35+3x4",null,"BITNER","KMT",1,"oferta","PLN",0.23,null,null,null,null,null,null,null,"n42s"]
[18410,null,"GÓRNICZE","GG5527","0159090007258296240GG5527","BiTflex (a) O2nGcekż/w-GW 3,6/6kV","3x50+25+3x1,5",null,"BITNER","KMT",1,"oferta","PLN",0.23,null,null,null,null,null,null,null,"n42s"]
[18414,null,"GÓRNICZE","GG5531","0159090007258296240GG5531","BiTflex (a) O2nGcekż/w-GW 3,6/6kV","3x70+35+3x2,5",null,"BITNER","KMT",1,"oferta","PLN",0.23,null,null,null,null,null,null,null,"n42s"]
[18429,null,"GÓRNICZE","GG5546","0159090007258296240GG5546","BiTflex (a) O2nGcekż/w-GW 3,6/6kV","3x70+35+3x2x4",null,"BITNER","KMT",1,"oferta","PLN",0.23,null,null,null,null,null,null,null,"n42s"]
[18434,null,"GÓRNICZE","GG5551","0159090007258296240GG5551","BiTflex (a) O2nGcekż/w-GW 3,6/6kV","3x50+25+3x2x6",null,"BITNER","KMT",1,"oferta","PLN",0.23,null,null,null,null,null,null,null,"n42s"]
[18444,null,"GÓRNICZE","GG5007","0159090007258296240GG5007","BiTflex (a) OnGcekż/w-GW 3,6/6kV","3x35+25+3x2,5",null,"BITNER","KMT",1,"oferta","PLN",0.23,null,null,null,null,null,null,null,"n42s"]
[18459,null,"GÓRNICZE","GG5032","0159090007258296240GG5032","BiTflex (a) OnGcekż/w-GW 3,6/6kV","3x70+35+3x1,5",null,"BITNER","KMT",1,"oferta","PLN",0.23,null,null,null,null,null,null,null,"n42s"]
[18467,null,"GÓRNICZE","GG5040","0159090007258296240GG5040","BiTflex (a) OnGcekż/w-GW 3,6/6kV","3x70+25+3x4",null,"BITNER","KMT",1,"oferta","PLN",0.23,null,null,null,null,null,null,null,"n42s"]
[18474,null,"GÓRNICZE","GG5047","0159090007258296240GG5047","BiTflex (a) OnGcekż/w-GW 3,6/6kV","3x35+16+3x2x4",null,"BITNER","KMT",1,"oferta","PLN",0.23,null,null,null,null,null,null,null,"n42s"]
[18485,null,"GÓRNICZE","BM0200","0159090007258296240BM0200","BiTmining (N)TSCGEWOEU-F 12/20kV","3x25+3x25/3",null,"BITNER","KMT",1,"oferta","PLN",0.23,null,null,null,null,null,null,null,"n42s"]
[18491,null,"GÓRNICZE","BM0206","0159090007258296240BM0206","BiTmining (N)TSCGEWOEU-F 12/20kV","3x70+3x35/3",null,"BITNER","KMT",1,"oferta","PLN",0.23,null,null,null,null,null,null,null,"n42s"]
[18504,null,"GÓRNICZE","BM0225","0159090007258296240BM0225","BiTmining (N)TSCGEWOEU-F 14/25kV","3x50+3x50/3",null,"BITNER","KMT",1,"oferta","PLN",0.23,null,null,null,null,null,null,null,"n42s"]
[18511,null,"GÓRNICZE","BM0232","0159090007258296240BM0232","BiTmining (N)TSCGEWOEU-F 14/25kV","3x240+3x120/3",null,"BITNER","KMT",1,"oferta","PLN",0.23,null,null,null,null,null,null,null,"n42s"]
[18519,null,"GÓRNICZE","BM0246","0159090007258296240BM0246","BiTmining (N)TSCGEWOEU-F 18/30kV","3x70+3x35/3",null,"BITNER","KMT",1,"oferta","PLN",0.23,null,null,null,null,null,null,null,"n42s"]
[18534,null,"GÓRNICZE","BM0157","0159090007258296240BM0157","BiTmining (N)TSCGEWOEU-F 3,6/6kV","3x70+3x50/3",null,"BITNER","KMT",1,"oferta","PLN",0.23,null,null,null,null,null,null,null,"n42s"]
[18544,null,"GÓRNICZE","BM0173","0159090007258296240BM0173","BiTmining (N)TSCGEWOEU-F 6/10kV","3x35+3x50/3",null,"BITNER","KMT",1,"oferta","PLN",0.23,null,null,null,null,null,null,null,"n42s"]
[18549,null,"GÓRNICZE","BM0178","0159090007258296240BM0178","BiTmining (N)TSCGEWOEU-F 6/10kV","3x95+3x50/3",null,"BITNER","KMT",1,"oferta","PLN",0.23,null,null,null,null,null,null,null,"n42s"]
[18564,null,"GÓRNICZE","BM0194","0159090007258296240BM0194","BiTmining (N)TSCGEWOEU-F 8,7/15kV","3x120+3x70/3",null,"BITNER","KMT",1,"oferta","PLN",0.23,null,null,null,null,null,null,null,"n42s"]
[18574,null,"GÓRNICZE","BM0310","0159090007258296240BM0310","BiTmining (N)TSCGEWOEU-R 12/20kV","3x50+3x50/3",null,"BITNER","KMT",1,"oferta","PLN",0.23,null,null,null,null,null,null,null,"n42s"]
[18579,null,"GÓRNICZE","BM0315","0159090007258296240BM0315","BiTmining (N)TSCGEWOEU-R 12/20kV","3x150+3x70/3",null,"BITNER","KMT",1,"oferta","PLN",0.23,null,null,null,null,null,null,null,"n42s"]
[18588,null,"GÓRNICZE","BM0325","0159090007258296240BM0325","BiTmining (N)TSCGEWOEU-R 14/25kV","3x50+3x50/3",null,"BITNER","KMT",1,"oferta","PLN",0.23,null,null,null,null,null,null,null,"n42s"]
[18594,null,"GÓRNICZE","BM0331","0159090007258296240BM0331","BiTmining (N)TSCGEWOEU-R 14/25kV","3x185+3x95/3",null,"BITNER","KMT",1,"oferta","PLN",0.23,null,null,null,null,null,null,null,"n42s"]
[18608,null,"GÓRNICZE","BM0346","0159090007258296240BM0346","BiTmining (N)TSCGEWOEU-R 18/30kV","3x185+3x95/3",null,"BITNER","KMT",1,"oferta","PLN",0.23,null,null,null,null,null,null,null,"n42s"]
[18619,null,"GÓRNICZE","BM0263","0159090007258296240BM0263","BiTmining (N)TSCGEWOEU-R 3,6/6kV","3x95+3x50/3",null,"BITNER","KMT",1,"oferta","PLN",0.23,null,null,null,null,null,null,null,"n42s"]
[18624,null,"GÓRNICZE","BM0268","0159090007258296240BM0268","BiTmining (N)TSCGEWOEU-R 3,6/6kV","3x300+3x150/3",null,"BITNER","KMT",1,"oferta","PLN",0.23,null,null,null,null,null,null,null,"n42s"]
[18641,null,"GÓRNICZE","BM0292","0159090007258296240BM0292","BiTmining (N)TSCGEWOEU-R 8,7/15kV","3x35+3x25/3",null,"BITNER","KMT",1,"oferta","PLN",0.23,null,null,null,null,null,null,null,"n42s"]
[18649,null,"GÓRNICZE","BM0300","0159090007258296240BM0300","BiTmining (N)TSCGEWOEU-R 8,7/15kV","3x150+3x70/3",null,"BITNER","KMT",1,"oferta","PLN",0.23,null,null,null,null,null,null,null,"n42s"]
[18654,null,"GÓRNICZE","BM0396","0159090007258296240BM0396","BiTmining (N)TSCGEWOEU-SR 12/20kV","3x35+3x25/3",null,"BITNER","KMT",1,"oferta","PLN",0.23,null,null,null,null,null,null,null,"n42s"]
[18665,null,"GÓRNICZE","BM0412","0159090007258296240BM0412","BiTmining (N)TSCGEWOEU-SR 14/25kV","3x50+3x25/3",null,"BITNER","KMT",1,"oferta","PLN",0.23,null,null,null,null,null,null,null,"n42s"]
[18679,null,"GÓRNICZE","BM0431","0159090007258296240BM0431","BiTmining (N)TSCGEWOEU-SR 18/30kV","3x150+3x70/3",null,"BITNER","KMT",1,"oferta","PLN",0.23,null,null,null,null,null,null,null,"n42s"]
[18685,null,"GÓRNICZE","BM0352","0159090007258296240BM0352","BiTmining (N)TSCGEWOEU-SR 3,6/6kV","3x50+3x25/3",null,"BITNER","KMT",1,"oferta","PLN",0.23,null,null,null,null,null,null,null,"n42s"]
[18694,null,"GÓRNICZE","BM0366","0159090007258296240BM0366","BiTmining (N)TSCGEWOEU-SR 6/10kV","3x35+3x25/3",null,"BITNER","KMT",1,"oferta","PLN",0.23,null,null,null,null,null,null,null,"n42s"]
[18709,null,"GÓRNICZE","BM0386","0159090007258296240BM0386","BiTmining (N)TSCGEWOEU-SR 8,7/15kV","3x150+3x70/3",null,"BITNER","KMT",1,"oferta","PLN",0.23,null,null,null,null,null,null,null,"n42s"]
[18718,null,"GÓRNICZE","BM0485","0159090007258296240BM0485","BiTmining (N)TSCGEWOEU-TR 12/20kV","3x120+3x70/3",null,"BITNER","KMT",1,"oferta","PLN",0.23,null,null,null,null,null,null,null,"n42s"]
[18724,null,"GÓRNICZE","BM0493","0159090007258296240BM0493","BiTmining (N)TSCGEWOEU-TR 14/25kV","3x70+3x35/3",null,"BITNER","KMT",1,"oferta","PLN",0.23,null,null,null,null,null,null,null,"n42s"]
[18729,null,"GÓRNICZE","BM0500","0159090007258296240BM0500","BiTmining (N)TSCGEWOEU-TR 18/30kV","3x25+3x25/3",null,"BITNER","KMT",1,"oferta","PLN",0.23,null,null,null,null,null,null,null,"n42s"]
[18739,null,"GÓRNICZE","BM0442","0159090007258296240BM0442","BiTmining (N)TSCGEWOEU-TR 3,6/6kV","3x50+3x25/3",null,"BITNER","KMT",1,"oferta","PLN",0.23,null,null,null,null,null,null,null,"n42s"]
[18754,null,"GÓRNICZE","BM0459","0159090007258296240BM0459","BiTmining (N)TSCGEWOEU-TR 6/10kV","3x185+3x95/3",null,"BITNER","KMT",1,"oferta","PLN",0.23,null,null,null,null,null,null,null,"n42s"]
[18762,null,"GÓRNICZE","BM0472","0159090007258296240BM0472","BiTmining (N)TSCGEWOEU-TR 8,7/15kV","3x185+3x95/3",null,"BITNER","KMT",1,"oferta","PLN",0.23,null,null,null,null,null,null,null,"n42s"]
[18769,null,"GÓRNICZE","BM0141","0159090007258296240BM0141","BiTmining (N)TSKCGECWOEU-FN 3,6/6kV","3x50+3x(1,5ST KON+25/3KON) + 6ÜL KON)",null,"BITNER","KMT",1,"oferta","PLN",0.23,null,null,null,null,null,null,null,"n42s"]
[18778,null,"GÓRNICZE","BM0855","0159090007258296240BM0855","BiTmining NTMCGCWOEU 12/20kV","120/16",null,"BITNER","KMT",1,"oferta","PLN",0.23,null,null,null,null,null,null,null,"n42s"]
[18794,null,"GÓRNICZE","BM0043","0159090007258296240BM0043","BiTmining NTSCGEWOEU-W .../3 12/20kV","3x70+3x35/3",null,"BITNER","KMT",1,"oferta","PLN",0.23,null,null,null,null,null,null,null,"n42s"]
[18799,null,"GÓRNICZE","BM0050","0159090007258296240BM0050","BiTmining NTSCGEWOEU-W .../3 14/25kV","3x25+3x25/3",null,"BITNER","KMT",1,"oferta","PLN",0.23,null,null,null,null,null,null,null,"n42s"]
[18806,null,"GÓRNICZE","BM0057","0159090007258296240BM0057","BiTmining NTSCGEWOEU-W .../3 14/25kV","3x185+3x95/3",null,"BITNER","KMT",1,"oferta","PLN",0.23,null,null,null,null,null,null,null,"n42s"]
[18824,null,"GÓRNICZE","BM0024","0159090007258296240BM0024","BiTmining NTSCGEWOEU-W .../3 3,6/10kV","3x185+3x95/3",null,"BITNER","KMT",1,"oferta","PLN",0.23,null,null,null,null,null,null,null,"n42s"]
[18831,null,"GÓRNICZE","BM0007","0159090007258296240BM0007","BiTmining NTSCGEWOEU-W .../3 3,6/6kV","3x150+3x70/3",null,"BITNER","KMT",1,"oferta","PLN",0.23,null,null,null,null,null,null,null,"n42s"]
[18839,null,"GÓRNICZE","BM0036","0159090007258296240BM0036","BiTmining NTSCGEWOEU-W .../3 8,7/15kV","3x150+3x70/3",null,"BITNER","KMT",1,"oferta","PLN",0.23,null,null,null,null,null,null,null,"n42s"]
[18844,null,"GÓRNICZE","BM0103","0159090007258296240BM0103","BiTmining NTSCGEWOEU-W .../3E 12/20kV","3x70+3x35/3E",null,"BITNER","KMT",1,"oferta","PLN",0.23,null,null,null,null,null,null,null,"n42s"]
[18855,null,"GÓRNICZE","BM0116","0159090007258296240BM0116","BiTmining NTSCGEWOEU-W .../3E 14/25kV","3x150+3x70/3E",null,"BITNER","KMT",1,"oferta","PLN",0.23,null,null,null,null,null,null,null,"n42s"]
[18869,null,"GÓRNICZE","BM0084","0159090007258296240BM0084","BiTmining NTSCGEWOEU-W .../3E 3,6/10kV","3x95+3x50/3E",null,"BITNER","KMT",1,"oferta","PLN",0.23,null,null,null,null,null,null,null,"n42s"]
[18874,null,"GÓRNICZE","BM0071","0159090007258296240BM0071","BiTmining NTSCGEWOEU-W .../3E 3,6/6kV","3x35+3x16/3E",null,"BITNER","KMT",1,"oferta","PLN",0.23,null,null,null,null,null,null,null,"n42s"]
[18883,null,"GÓRNICZE","BM0092","0159090007258296240BM0092","BiTmining NTSCGEWOEU-W .../3E 8,7/15kV","3x50+3x25/3E",null,"BITNER","KMT",1,"oferta","PLN",0.23,null,null,null,null,null,null,null,"n42s"]
[18899,null,"GÓRNICZE","GG5707","0159090007258296240GG5707","O2nGcekż/w-GW 3,6/6kV","3x35+16+3x2,5",null,"BITNER","KMT",1,"oferta","PLN",0.23,null,null,null,null,null,null,null,"n42s"]
[18908,null,"GÓRNICZE","GG5716","0159090007258296240GG5716","O2nGcekż/w-GW 3,6/6kV","3x70+25+3x2x6",null,"BITNER","KMT",1,"oferta","PLN",0.23,null,null,null,null,null,null,null,"n42s"]
[18914,null,"GÓRNICZE","GG5724","0159090007258296240GG5724","O2nGcekż/w-GW 3,6/6kV","3x50+25+3x1,5",null,"BITNER","KMT",1,"oferta","PLN",0.23,null,null,null,null,null,null,null,"n42s"]
[18929,null,"GÓRNICZE","GG5739","0159090007258296240GG5739","O2nGcekż/w-GW 3,6/6kV","3x25+16+3x2x4",null,"BITNER","KMT",1,"oferta","PLN",0.23,null,null,null,null,null,null,null,"n42s"]
[18936,null,"GÓRNICZE","GG5746","0159090007258296240GG5746","O2nGcekż/w-GW 3,6/6kV","3x35+16+3x2x6",null,"BITNER","KMT",1,"oferta","PLN",0.23,null,null,null,null,null,null,null,"n42s"]
[18944,null,"GÓRNICZE","GG1903","0159090007258296240GG1903","O2nGcekż-G 0,6/1kV","3x70+35+3x4",null,"BITNER","KMT",1,475690,"PLN",0.23,null,null,null,null,null,null,null,"n42"]
[18952,null,"GÓRNICZE","GG1501","0159090007258296240GG1501","O2nGcekż-G2 0,6/1kV","6x35+25+3x4",null,"BITNER","KMT",1,"oferta","PLN",0.23,null,null,null,null,null,null,null,"n42"]
[18959,null,"GÓRNICZE","GG1508","0159090007258296240GG1508","O2nGcekż-G2 0,6/1kV","6x70+25+3x4",null,"BITNER","KMT",1,"oferta","PLN",0.23,null,null,null,null,null,null,null,"n42"]
[18974,null,"GÓRNICZE","GG5202","0159090007258296240GG5202","OGc 3,6/6 kV","3x35+3x6",null,"BITNER","KMT",1,215675,"PLN",0.23,null,null,null,null,null,null,null,"n42s"]
[18985,null,"GÓRNICZE","GG1008","0159090007258296240GG1008","OnG 0,6/1kV","3x4+4  ",null,"BITNER","KMT",1,28573,"PLN",0.23,null,null,null,null,null,null,null,"n42"]
[18989,null,"GÓRNICZE","GG1013","0159090007258296240GG1013","OnG 0,6/1kV",120,null,"BITNER","KMT",1,126126,"PLN",0.23,null,null,null,null,null,null,null,"n42"]
[19005,null,"GÓRNICZE","GG9003","0159090007258296240GG9003","OnGcekgż-G 12/20kV","3x35+3+16/3",null,"BITNER","KMT",1,401331,"PLN",0.23,null,null,null,null,null,null,null,"n42s"]
[19014,null,"GÓRNICZE","GG9502","0159090007258296240GG9502","OnGcekgż-G 18/30kV","3x50+3x25/3",null,"BITNER","KMT",1,"oferta","PLN",0.23,null,null,null,null,null,null,null,"n42s"]
[19019,null,"GÓRNICZE","GG5102","0159090007258296240GG5102","OnGcekgż-G 3,6/6kV","3x25+3x16/3",null,"BITNER","KMT",1,222803,"PLN",0.23,null,null,null,null,null,null,null,"n42s"]
[19029,null,"GÓRNICZE","GG8002","0159090007258296240GG8002","OnGcekgż-G 6/10kV","3x25+3x16/3",null,"BITNER","KMT",1,228023,"PLN",0.23,null,null,null,null,null,null,null,"n42s"]
[19044,null,"GÓRNICZE","GG8507","0159090007258296240GG8507","OnGcekgż-G 8,7/15kV","3x120+3x70/3",null,"BITNER","KMT",1,"oferta","PLN",0.23,null,null,null,null,null,null,null,"n42s"]
[19049,null,"GÓRNICZE","GG5602","0159090007258296240GG5602","OnGcekż/w-GW 3,6/6kV","3x50+25",null,"BITNER","KMT",1,"oferta","PLN",0.23,null,null,null,null,null,null,null,"n42s"]
[19063,null,"GÓRNICZE","GG5616","0159090007258296240GG5616","OnGcekż/w-GW 3,6/6kV","3x70+25+3x2x6",null,"BITNER","KMT",1,"oferta","PLN",0.23,null,null,null,null,null,null,null,"n42s"]
[19074,null,"GÓRNICZE","GG5629","0159090007258296240GG5629","OnGcekż/w-GW 3,6/6kV","3x95+50+3x2,5",null,"BITNER","KMT",1,"oferta","PLN",0.23,null,null,null,null,null,null,null,"n42s"]
[19082,null,"GÓRNICZE","GG5637","0159090007258296240GG5637","OnGcekż/w-GW 3,6/6kV","3x95+35+3x2x2,5",null,"BITNER","KMT",1,"oferta","PLN",0.23,null,null,null,null,null,null,null,"n42s"]
[19089,null,"GÓRNICZE","GG5644","0159090007258296240GG5644","OnGcekż/w-GW 3,6/6kV","3x95+50+3x2x4",null,"BITNER","KMT",1,"oferta","PLN",0.23,null,null,null,null,null,null,null,"n42s"]
[19094,null,"GÓRNICZE","GG5649","0159090007258296240GG5649","OnGcekż/w-GW 3,6/6kV","3x70+35+3x2x6",null,"BITNER","KMT",1,"oferta","PLN",0.23,null,null,null,null,null,null,null,"n42s"]
[19106,null,"GÓRNICZE","GG1122","0159090007258296240GG1122","OnGcekż-G 0,6/1kV","3x120+50+3x4",null,"BITNER","KMT",1,"oferta","PLN",0.23,null,null,null,null,null,null,null,"n42"]
[19119,null,"GÓRNICZE","GG1411","0159090007258296240GG1411","OnGcekż-G2 0,6/1kV","3x50+3x16+25+6x2,5",null,"BITNER","KMT",1,"oferta","PLN",0.23,null,null,null,null,null,null,null,"n42"]
[19126,null,"GÓRNICZE","GG1418","0159090007258296240GG1418","OnGcekż-G2 0,6/1kV","3x70+3x50+25+6x2,5",null,"BITNER","KMT",1,"oferta","PLN",0.23,null,null,null,null,null,null,null,"n42"]
[19134,null,"GÓRNICZE","GG1805","0159090007258296240GG1805","OnGcekż-GW 0,6/1kV","3x50+25+6x2,5",null,"BITNER","KMT",1,333137,"PLN",0.23,null,null,null,null,null,null,null,"n42"]
[19149,null,"GÓRNICZE","GG1161","0159090007258296240GG1161","OnGcekżi-G 0,6/1kV","3x2,5+2,5+2,5",null,"BITNER","KMT",1,47779,"PLN",0.23,null,null,null,null,null,null,null,"n42"]
[19159,null,"GÓRNICZE","GG1173","0159090007258296240GG1173","OnGcekżi-G 0,6/1kV","3x2,5+2,5+6x2,5",null,"BITNER","KMT",1,93374,"PLN",0.23,null,null,null,null,null,null,null,"n42"]
[19164,null,"GÓRNICZE","GG1179","0159090007258296240GG1179","OnGcekżi-G 0,6/1kV","3x1+1+2x1",null,"BITNER","KMT",1,"oferta","PLN",0.23,null,null,null,null,null,null,null,"n42"]
[19179,null,"GÓRNICZE","GG1053","0159090007258296240GG1053","OnGc-G 0,6/1kV","3x16+4x10/4+3x2,5",null,"BITNER","KMT",1,81315,"PLN",0.23,null,null,null,null,null,null,null,"n42"]
[19183,null,"GÓRNICZE","GG1057","0159090007258296240GG1057","OnGc-G 0,6/1kV","3x25+4x16/4+25",null,"BITNER","KMT",1,109355,"PLN",0.23,null,null,null,null,null,null,null,"n42"]
[19194,null,"GÓRNICZE","GG1069","0159090007258296240GG1069","OnGc-G 0,6/1kV","3x120+3x35/3",null,"BITNER","KMT",1,392959,"PLN",0.23,null,null,null,null,null,null,null,"n42"]
[19203,null,"GÓRNICZE","GG5307","0159090007258296240GG5307","OnGcrekgż-G(S) 3,6/6 kV","3x120+3x70/3",null,"BITNER","KMT",1,"oferta","PLN",0.23,null,null,null,null,null,null,null,"n42s"]
[19209,null,"GÓRNICZE","GG8103","0159090007258296240GG8103","OnGcrekgż-G(S) 6/10 kV","3x35+3+16/3",null,"BITNER","KMT",1,320316,"PLN",0.23,null,null,null,null,null,null,null,"n42s"]
[19223,null,"GÓRNICZE","GG5407","0159090007258296240GG5407","OnGcrekgż-G(Z) 3,6/6kV","3x120+3x70/3",null,"BITNER","KMT",1,"oferta","PLN",0.23,null,null,null,null,null,null,null,"n42s"]
[19228,null,"GÓRNICZE","GG8202","0159090007258296240GG8202","OnGcrekgż-G(Z) 6/10kV","3x25+3x16/3",null,"BITNER","KMT",1,"oferta","PLN",0.23,null,null,null,null,null,null,null,"n42s"]
[19239,null,"GÓRNICZE","GG1652","0159090007258296240GG1652","OnG-Szn 0,6/1kV","2x6",null,"BITNER","KMT",1,"oferta","PLN",0.23,null,null,null,null,null,null,null,"n42"]
[19256,null,"GÓRNICZE","G61703","0159090007258296240G61703","YHKGSYFoyn 0,6/1kV","4x1+1",null,"BITNER","KMT",1,31298,"PLN",0.23,null,null,null,null,null,null,null,"n41"]
[19264,null,"GÓRNICZE","G61712","0159090007258296240G61712","YHKGSYFoyn 0,6/1kV","6x1,5+1,5",null,"BITNER","KMT",1,39224,"PLN",0.23,null,null,null,null,null,null,null,"n41"]
[19267,null,"GÓRNICZE","G61715","0159090007258296240G61715","YHKGSYFoyn 0,6/1kV","13x1,5+1,5",null,"BITNER","KMT",1,62902,"PLN",0.23,null,null,null,null,null,null,null,"n41"]
[19283,null,"GÓRNICZE","G61735","0159090007258296240G61735","YHKGSYFoyn 0,6/1kV","29x1+1",null,"BITNER","KMT",1,105802,"PLN",0.23,null,null,null,null,null,null,null,"n41"]
[19294,null,"GÓRNICZE","G61746","0159090007258296240G61746","YHKGSYFoyn 0,6/1kV","20x2,5+2,5",null,"BITNER","KMT",1,"oferta","PLN",0.23,null,null,null,null,null,null,null,"n41"]
[19300,null,"GÓRNICZE","G61752","0159090007258296240G61752","YHKGSYFoyn 0,6/1kV","9x4+4",null,"BITNER","KMT",1,78918,"PLN",0.23,null,null,null,null,null,null,null,"n41"]
[19313,null,"GÓRNICZE","G32504","0159090007258296240G32504","YHKGSYFoyn 300/500V","6x1+1",null,"BITNER","KMT",1,"oferta","PLN",0.23,null,null,null,null,null,null,null,"n41"]
[19324,null,"GÓRNICZE","G32516","0159090007258296240G32516","YHKGSYFoyn 300/500V","6x1,5+1,5",null,"BITNER","KMT",1,"oferta","PLN",0.23,null,null,null,null,null,null,null,"n41"]
[19333,null,"GÓRNICZE","G32526","0159090007258296240G32526","YHKGSYFoyn 300/500V","11x2,5+2,5",null,"BITNER","KMT",1,"oferta","PLN",0.23,null,null,null,null,null,null,null,"n41"]
[19339,null,"GÓRNICZE","G32533","0159090007258296240G32533","YHKGSYFoyn 300/500V","9x4+4",null,"BITNER","KMT",1,"oferta","PLN",0.23,null,null,null,null,null,null,null,"n41"]
[19344,null,"GÓRNICZE","G32538","0159090007258296240G32538","YHKGSYFoyn 300/500V","20x1,5+1,5",null,"BITNER","KMT",1,"oferta","PLN",0.23,null,null,null,null,null,null,null,"n41"]
[19358,null,"GÓRNICZE","G32552","0159090007258296240G32552","YHKGSYFoyn 300/500V","13x4+4",null,"BITNER","KMT",1,"oferta","PLN",0.23,null,null,null,null,null,null,null,"n41"]
[19369,null,"GÓRNICZE","G61304","0159090007258296240G61304","YHKGSYFtZnyn 0,6/1kV","6x1+1",null,"BITNER","KMT",1,"oferta","PLN",0.23,null,null,null,null,null,null,null,"n41"]
[19377,null,"GÓRNICZE","G61312","0159090007258296240G61312","YHKGSYFtZnyn 0,6/1kV","29x1+1",null,"BITNER","KMT",1,"oferta","PLN",0.23,null,null,null,null,null,null,null,"n41"]
[19388,null,"GÓRNICZE","G61324","0159090007258296240G61324","YHKGSYFtZnyn 0,6/1kV","  20x1,5+1,5",null,"BITNER","KMT",1,"oferta","PLN",0.23,null,null,null,null,null,null,null,"n41"]
[19397,null,"GÓRNICZE","G61334","0159090007258296240G61334","YHKGSYFtZnyn 0,6/1kV","  6x2,5+2,5",null,"BITNER","KMT",1,"oferta","PLN",0.23,null,null,null,null,null,null,null,"n41"]
[19403,null,"GÓRNICZE","G61340","0159090007258296240G61340","YHKGSYFtZnyn 0,6/1kV","  23x2,5+2,5",null,"BITNER","KMT",1,"oferta","PLN",0.23,null,null,null,null,null,null,null,"n41"]
[19414,null,"GÓRNICZE","G61352","0159090007258296240G61352","YHKGSYFtZnyn 0,6/1kV","13x4+4",null,"BITNER","KMT",1,"oferta","PLN",0.23,null,null,null,null,null,null,null,"n41"]
[19421,null,"GÓRNICZE","G61359","0159090007258296240G61359","YHKGSYFtZnyn 0,6/1kV","36x4+4",null,"BITNER","KMT",1,"oferta","PLN",0.23,null,null,null,null,null,null,null,"n41"]
[19433,null,"GÓRNICZE","G32112","0159090007258296240G32112","YHKGSYFtZnyn 300/500V","29x1+1",null,"BITNER","KMT",1,"oferta","PLN",0.23,null,null,null,null,null,null,null,"n41"]
[19441,null,"GÓRNICZE","G32121","0159090007258296240G32121","YHKGSYFtZnyn 300/500V","11x1,5+1,5",null,"BITNER","KMT",1,"oferta","PLN",0.23,null,null,null,null,null,null,null,"n41"]
[19458,null,"GÓRNICZE","G32139","0159090007258296240G32139","YHKGSYFtZnyn 300/500V","20x2,5+2,5",null,"BITNER","KMT",1,"oferta","PLN",0.23,null,null,null,null,null,null,null,"n41"]
[19459,null,"GÓRNICZE","G32140","0159090007258296240G32140","YHKGSYFtZnyn 300/500V","  23x2,5+2,5",null,"BITNER","KMT",1,"oferta","PLN",0.23,null,null,null,null,null,null,null,"n41"]
[19474,null,"GÓRNICZE","G32156","0159090007258296240G32156","YHKGSYFtZnyn 300/500V","26x4+4",null,"BITNER","KMT",1,"oferta","PLN",0.23,null,null,null,null,null,null,null,"n41"]
[19478,null,"GÓRNICZE","GP5800","0159090007258296240GP5800","YHKGXSekFtZnyn 3,6/6kV","3x16/16",null,"BITNER","KMT",1,"oferta","PLN",0.23,null,null,null,null,null,null,null,"n41s"]
[19494,null,"GÓRNICZE","GP1503","0159090007258296240GP1503","YHKGXSekyn 0,6/1kV","3x35/16",null,"BITNER","KMT",1,132524,"PLN",0.23,null,null,null,null,null,null,null,"n41"]
[19503,null,"GÓRNICZE","GP1512","0159090007258296240GP1512","YHKGXSekyn 0,6/1kV","3x95/16",null,"BITNER","KMT",1,"oferta","PLN",0.23,null,null,null,null,null,null,null,"n41"]
[19508,null,"GÓRNICZE","GP5601","0159090007258296240GP5601","YHKGXSekyn 3,6/6kV","3x25/16",null,"BITNER","KMT",1,"oferta","PLN",0.23,null,null,null,null,null,null,null,"n41s"]
[19518,null,"GÓRNICZE","GP5611","0159090007258296240GP5611","YHKGXSekyn 3,6/6kV","3x70/16",null,"BITNER","KMT",1,266517,"PLN",0.23,null,null,null,null,null,null,null,"n41s"]
[19533,null,"GÓRNICZE","GP1460","0159090007258296240GP1460","YHKGXSFoyn 0,6/1kV","3x70/16",null,"BITNER","KMT",1,"oferta","PLN",0.23,null,null,null,null,null,null,null,"n41"]
[19544,null,"GÓRNICZE","GP5506","0159090007258296240GP5506","YHKGXSFoyn 3,6/6kV","3x120/50",null,"BITNER","KMT",1,"oferta","PLN",0.23,null,null,null,null,null,null,null,"n41s"]
[19551,null,"GÓRNICZE","GP5514","0159090007258296240GP5514","YHKGXSFoyn 3,6/6kV","3x150/30",null,"BITNER","KMT",1,491177,"PLN",0.23,null,null,null,null,null,null,null,"n41s"]
[19563,null,"GÓRNICZE","GP1411","0159090007258296240GP1411","YHKGXSFtZnyn 0,6/1kV","3x16/10",null,"BITNER","KMT",1,"oferta","PLN",0.23,null,null,null,null,null,null,null,"n41"]
[19571,null,"GÓRNICZE","GP5402","0159090007258296240GP5402","YHKGXSFtZnyn 3,6/6kV","3x35/16",null,"BITNER","KMT",1,"oferta","PLN",0.23,null,null,null,null,null,null,null,"n41s"]
[19578,null,"GÓRNICZE","GP5409","0159090007258296240GP5409","YHKGXSFtZnyn 3,6/6kV","3x240/70",null,"BITNER","KMT",1,"oferta","PLN",0.23,null,null,null,null,null,null,null,"n41s"]
[19593,null,"GÓRNICZE","GP1212","0159090007258296240GP1212","YHKGXSyn 0,6/1kV","3x70/16",null,"BITNER","KMT",1,"oferta","PLN",0.23,null,null,null,null,null,null,null,"n41"]
[19595,null,"GÓRNICZE","GP1214","0159090007258296240GP1214","YHKGXSyn 0,6/1kV","3x120/25",null,"BITNER","KMT",1,"oferta","PLN",0.23,null,null,null,null,null,null,null,"n41"]
[19608,null,"GÓRNICZE","GP1102","0159090007258296240GP1102","YHKGYekyn 0,6/1kV","3x25/16",null,"BITNER","KMT",1,114131,"PLN",0.23,null,null,null,null,null,null,null,"n41"]
[19615,null,"GÓRNICZE","GP1109","0159090007258296240GP1109","YHKGYekyn 0,6/1kV","3x185/50",null,"BITNER","KMT",1,512119,"PLN",0.23,null,null,null,null,null,null,null,"n41"]
[19623,null,"GÓRNICZE","GP1056","0159090007258296240GP1056","YHKGYFoyn 0,6/1kV","3x95/25",null,"BITNER","KMT",1,"oferta","PLN",0.23,null,null,null,null,null,null,null,"n41"]
[19638,null,"GÓRNICZE","GP5309","0159090007258296240GP5309","YHKGYFoyn 3,6/6kV","3x185/27",null,"BITNER","KMT",1,554225,"PLN",0.23,null,null,null,null,null,null,null,"n41s"]
[19648,null,"GÓRNICZE","GP1008","0159090007258296240GP1008","YHKGYFtZnyn 0,6/1kV","3x150/50",null,"BITNER","KMT",1,409845,"PLN",0.23,null,null,null,null,null,null,null,"n41"]
[19653,null,"GÓRNICZE","GP5202","0159090007258296240GP5202","YHKGYFtZnyn 3,6/6kV","3x25/14",null,"BITNER","KMT",1,"oferta","PLN",0.23,null,null,null,null,null,null,null,"n41s"]
[19668,null,"GÓRNICZE","GP0806","0159090007258296240GP0806","YHKGYyn 0,6/1kV","3x95/25",null,"BITNER","KMT",1,272449,"PLN",0.23,null,null,null,null,null,null,null,"n41"]
[19678,null,"GÓRNICZE","G60305","0159090007258296240G60305","YKGSLYkonyn 0,6/1kV","9x1+1",null,"BITNER","KMT",1,"oferta","PLN",0.23,null,null,null,null,null,null,null,"n41"]
[19683,null,"GÓRNICZE","G60310","0159090007258296240G60310","YKGSLYkonyn 0,6/1kV","23x1+1",null,"BITNER","KMT",1,"oferta","PLN",0.23,null,null,null,null,null,null,null,"n41"]
[19692,null,"GÓRNICZE","G60320","0159090007258296240G60320","YKGSLYkonyn 0,6/1kV","9x1,5+1,5",null,"BITNER","KMT",1,"oferta","PLN",0.23,null,null,null,null,null,null,null,"n41"]
[19708,null,"GÓRNICZE","G60337","0159090007258296240G60337","YKGSLYkonyn 0,6/1kV","13x2,5+2,5",null,"BITNER","KMT",1,"oferta","PLN",0.23,null,null,null,null,null,null,null,"n41"]
[19717,null,"GÓRNICZE","G60347","0159090007258296240G60347","YKGSLYkonyn 0,6/1kV","3x4+4",null,"BITNER","KMT",1,"oferta","PLN",0.23,null,null,null,null,null,null,null,"n41"]
[19723,null,"GÓRNICZE","G60353","0159090007258296240G60353","YKGSLYkonyn 0,6/1kV","18x4+4",null,"BITNER","KMT",1,"oferta","PLN",0.23,null,null,null,null,null,null,null,"n41"]
[19728,null,"GÓRNICZE","G60358","0159090007258296240G60358","YKGSLYkonyn 0,6/1kV","32x4+4",null,"BITNER","KMT",1,"oferta","PLN",0.23,null,null,null,null,null,null,null,"n41"]
[19745,null,"GÓRNICZE","G10217","0159090007258296240G10217","YKGSLYkonyn 150/250V","3x1,5+1,5",null,"BITNER","KMT",1,"oferta","PLN",0.23,null,null,null,null,null,null,null,"n41"]
[19753,null,"GÓRNICZE","G10225","0159090007258296240G10225","YKGSLYkonyn 150/250V","23x1,5+1,5",null,"BITNER","KMT",1,"oferta","PLN",0.23,null,null,null,null,null,null,null,"n41"]
[19758,null,"GÓRNICZE","G10231","0159090007258296240G10231","YKGSLYkonyn 150/250V","2x2,5+2,5",null,"BITNER","KMT",1,"oferta","PLN",0.23,null,null,null,null,null,null,null,"n41"]
[19769,null,"GÓRNICZE","G10242","0159090007258296240G10242","YKGSLYkonyn 150/250V","29x2,5+2,5",null,"BITNER","KMT",1,"oferta","PLN",0.23,null,null,null,null,null,null,null,"n41"]
[19783,null,"GÓRNICZE","G30912","0159090007258296240G30912","YKGSLYkonyn 300/500V","29x1+1",null,"BITNER","KMT",1,"oferta","PLN",0.23,null,null,null,null,null,null,null,"n41"]
[19789,null,"GÓRNICZE","G30919","0159090007258296240G30919","YKGSLYkonyn 300/500V","6x1,5+1,5",null,"BITNER","KMT",1,22306,"PLN",0.23,null,null,null,null,null,null,null,"n41"]
[19798,null,"GÓRNICZE","G30928","0159090007258296240G30928","YKGSLYkonyn 300/500V","32x1,5+1,5",null,"BITNER","KMT",1,"oferta","PLN",0.23,null,null,null,null,null,null,null,"n41"]
[19813,null,"GÓRNICZE","G30944","0159090007258296240G30944","YKGSLYkonyn 300/500V","36x2,5+2,5",null,"BITNER","KMT",1,"oferta","PLN",0.23,null,null,null,null,null,null,null,"n41"]
[19822,null,"GÓRNICZE","G30954","0159090007258296240G30954","YKGSLYkonyn 300/500V","20x4+4",null,"BITNER","KMT",1,"oferta","PLN",0.23,null,null,null,null,null,null,null,"n41"]
[19828,null,"GÓRNICZE","G60901","0159090007258296240G60901","YKGSYFoyn 0,6/1kV","2x1+1",null,"BITNER","KMT",1,19408,"PLN",0.23,null,null,null,null,null,null,null,"n41"]
[19838,null,"GÓRNICZE","G60911","0159090007258296240G60911","YKGSYFoyn 0,6/1kV","26x1+1",null,"BITNER","KMT",1,"oferta","PLN",0.23,null,null,null,null,null,null,null,"n41"]
[19843,null,"GÓRNICZE","G60917","0159090007258296240G60917","YKGSYFoyn 0,6/1kV","6x1,5+1,5",null,"BITNER","KMT",1,26329,"PLN",0.23,null,null,null,null,null,null,null,"n41"]
[19858,null,"GÓRNICZE","G60934","0159090007258296240G60934","YKGSYFoyn 0,6/1kV","4x4+4",null,"BITNER","KMT",1,38116,"PLN",0.23,null,null,null,null,null,null,null,"n41"]
[19866,null,"GÓRNICZE","G60945","0159090007258296240G60945","YKGSYFoyn 0,6/1kV","29x1,5+1,5",null,"BITNER","KMT",1,73028,"PLN",0.23,null,null,null,null,null,null,null,"n41"]
[19873,null,"GÓRNICZE","G60952","0159090007258296240G60952","YKGSYFoyn 0,6/1kV","32x2,5+2,5",null,"BITNER","KMT",1,"oferta","PLN",0.23,null,null,null,null,null,null,null,"n41"]
[19882,null,"GÓRNICZE","G60961","0159090007258296240G60961","YKGSYFoyn 0,6/1kV","32x4+4",null,"BITNER","KMT",1,"oferta","PLN",0.23,null,null,null,null,null,null,null,"n41"]
[19898,null,"GÓRNICZE","G31716","0159090007258296240G31716","YKGSYFoyn 300/500V","2x1,5+1,5",null,"BITNER","KMT",1,"oferta","PLN",0.23,null,null,null,null,null,null,null,"n41"]
[19903,null,"GÓRNICZE","G31721","0159090007258296240G31721","YKGSYFoyn 300/500V","11x1,5+1,5",null,"BITNER","KMT",1,"oferta","PLN",0.23,null,null,null,null,null,null,null,"n41"]
[19915,null,"GÓRNICZE","G31734","0159090007258296240G31734","YKGSYFoyn 300/500V","6x2,5+2,5",null,"BITNER","KMT",1,"oferta","PLN",0.23,null,null,null,null,null,null,null,"n41"]
[19928,null,"GÓRNICZE","G31748","0159090007258296240G31748","YKGSYFoyn 300/500V","23x4+4",null,"BITNER","KMT",1,"oferta","PLN",0.23,null,null,null,null,null,null,null,"n41"]
[19933,null,"GÓRNICZE","G31753","0159090007258296240G31753","YKGSYFoyn 300/500V","18x2,5+2,5",null,"BITNER","KMT",1,"oferta","PLN",0.23,null,null,null,null,null,null,null,"n41"]
[19943,null,"GÓRNICZE","G60504","0159090007258296240G60504","YKGSYFtZnyn 0,6/1kV","6x1+1",null,"BITNER","KMT",1,"oferta","PLN",0.23,null,null,null,null,null,null,null,"n41"]
[19958,null,"GÓRNICZE","G60520","0159090007258296240G60520","YKGSYFtZnyn 0,6/1kV","9x1,5+1,5",null,"BITNER","KMT",1,"oferta","PLN",0.23,null,null,null,null,null,null,null,"n41"]
[19959,null,"GÓRNICZE","G60521","0159090007258296240G60521","YKGSYFtZnyn 0,6/1kV","11x1,5+1,5",null,"BITNER","KMT",1,"oferta","PLN",0.23,null,null,null,null,null,null,null,"n41"]
[19973,null,"GÓRNICZE","G60536","0159090007258296240G60536","YKGSYFtZnyn 0,6/1kV","11x2,5+2,5",null,"BITNER","KMT",1,"oferta","PLN",0.23,null,null,null,null,null,null,null,"n41"]
[19978,null,"GÓRNICZE","G60541","0159090007258296240G60541","YKGSYFtZnyn 0,6/1kV","26x2,5+2,5",null,"BITNER","KMT",1,"oferta","PLN",0.23,null,null,null,null,null,null,null,"n41"]
[19996,null,"GÓRNICZE","G31301","0159090007258296240G31301","YKGSYFtZnyn 300/500V","2x1+1",null,"BITNER","KMT",1,"oferta","PLN",0.23,null,null,null,null,null,null,null,"n41"]
[20003,null,"GÓRNICZE","G31308","0159090007258296240G31308","YKGSYFtZnyn 300/500V","18x1+1",null,"BITNER","KMT",1,"oferta","PLN",0.23,null,null,null,null,null,null,null,"n41"]
[20012,null,"GÓRNICZE","G31318","0159090007258296240G31318","YKGSYFtZnyn 300/500V","4x1,5+1,5",null,"BITNER","KMT",1,"oferta","PLN",0.23,null,null,null,null,null,null,null,"n41"]
[20018,null,"GÓRNICZE","G31324","0159090007258296240G31324","YKGSYFtZnyn 300/500V","20x1,5+1,5",null,"BITNER","KMT",1,"oferta","PLN",0.23,null,null,null,null,null,null,null,"n41"]
[20033,null,"GÓRNICZE","G31340","0159090007258296240G31340","YKGSYFtZnyn 300/500V","23x2,5+2,5",null,"BITNER","KMT",1,"oferta","PLN",0.23,null,null,null,null,null,null,null,"n41"]
[20036,null,"GÓRNICZE","G31343","0159090007258296240G31343","YKGSYFtZnyn 300/500V","32x2,5+2,5",null,"BITNER","KMT",1,"oferta","PLN",0.23,null,null,null,null,null,null,null,"n41"]
[20048,null,"GÓRNICZE","G31356","0159090007258296240G31356","YKGSYFtZnyn 300/500V","26x4+4",null,"BITNER","KMT",1,"oferta","PLN",0.23,null,null,null,null,null,null,null,"n41"]
[20056,null,"GÓRNICZE","G62405","0159090007258296240G62405","YKGSYkonyn 0,6/1kV","9x1+1",null,"BITNER","KMT",1,"oferta","PLN",0.23,null,null,null,null,null,null,null,"n41"]
[20073,null,"GÓRNICZE","G62423","0159090007258296240G62423","YKGSYkonyn 0,6/1kV","18x1,5+1,5",null,"BITNER","KMT",1,"oferta","PLN",0.23,null,null,null,null,null,null,null,"n41"]
[20078,null,"GÓRNICZE","G62428","0159090007258296240G62428","YKGSYkonyn 0,6/1kV","32x1,5+1,5",null,"BITNER","KMT",1,"oferta","PLN",0.23,null,null,null,null,null,null,null,"n41"]
[20089,null,"GÓRNICZE","G62440","0159090007258296240G62440","YKGSYkonyn 0,6/1kV","23x2,5+2,5",null,"BITNER","KMT",1,"oferta","PLN",0.23,null,null,null,null,null,null,null,"n41"]
[20093,null,"GÓRNICZE","G62444","0159090007258296240G62444","YKGSYkonyn 0,6/1kV","36x2,5_2,5",null,"BITNER","KMT",1,"oferta","PLN",0.23,null,null,null,null,null,null,null,"n41"]
[20109,null,"GÓRNICZE","G30502","0159090007258296240G30502","YKGSYkonyn 300/500V","3x1+1",null,"BITNER","KMT",1,"oferta","PLN",0.23,null,null,null,null,null,null,null,"n41"]
[20118,null,"GÓRNICZE","G30511","0159090007258296240G30511","YKGSYkonyn 300/500V","26x1+1",null,"BITNER","KMT",1,"oferta","PLN",0.23,null,null,null,null,null,null,null,"n41"]
[20123,null,"GÓRNICZE","G30517","0159090007258296240G30517","YKGSYkonyn 300/500V","3x1,5+1,5",null,"BITNER","KMT",1,"oferta","PLN",0.23,null,null,null,null,null,null,null,"n41"]
[20133,null,"GÓRNICZE","G30527","0159090007258296240G30527","YKGSYkonyn 300/500V","29x1,5+1,5",null,"BITNER","KMT",1,"oferta","PLN",0.23,null,null,null,null,null,null,null,"n41"]
[20148,null,"GÓRNICZE","G30543","0159090007258296240G30543","YKGSYkonyn 300/500V","32x2,5+2,5",null,"BITNER","KMT",1,"oferta","PLN",0.23,null,null,null,null,null,null,null,"n41"]
[20153,null,"GÓRNICZE","G30549","0159090007258296240G30549","YKGSYkonyn 300/500V","6x4+4",null,"BITNER","KMT",1,"oferta","PLN",0.23,null,null,null,null,null,null,null,"n41"]
[20166,null,"GÓRNICZE","GP0603","0159090007258296240GP0603","YKGYFoyn 0,6/1kV","3x120/35",null,"BITNER","KMT",1,341705,"PLN",0.23,null,null,null,null,null,null,null,"n41"]
[20178,null,"GÓRNICZE","GP5103","0159090007258296240GP5103","YKGYFoyn 3,6/6kV","3x35/16",null,"BITNER","KMT",1,"oferta","PLN",0.23,null,null,null,null,null,null,null,"n41s"]
[20186,null,"GÓRNICZE","GP0700","0159090007258296240GP0700","YKGYFoyn-żo 0,6/1kV","3x1,5",null,"BITNER","KMT",1,"oferta","PLN",0.23,null,null,null,null,null,null,null,"n41"]
[20193,null,"GÓRNICZE","GP0707","0159090007258296240GP0707","YKGYFoyn-żo 0,6/1kV","4x4",null,"BITNER","KMT",1,"oferta","PLN",0.23,null,null,null,null,null,null,null,"n41"]
[20208,null,"GÓRNICZE","GP0507","0159090007258296240GP0507","YKGYFtZnyn 0,6/1kV","3x120/35",null,"BITNER","KMT",1,313739,"PLN",0.23,null,null,null,null,null,null,null,"n41"]
[20210,null,"GÓRNICZE","GP0511","0159090007258296240GP0511","YKGYFtZnyn 0,6/1kV","3x150/50",null,"BITNER","KMT",1,"oferta","PLN",0.23,null,null,null,null,null,null,null,"n41"]
[20223,null,"GÓRNICZE","GP0373","0159090007258296240GP0373","YKGYyn 0,6/1kV","3x25/16",null,"BITNER","KMT",1,"oferta","PLN",0.23,null,null,null,null,null,null,null,"n41"]
[20230,null,"GÓRNICZE","GP0383","0159090007258296240GP0383","YKGYyn 0,6/1kV","3x185/50",null,"BITNER","KMT",1,"oferta","PLN",0.23,null,null,null,null,null,null,null,"n41"]
[20242,null,"GÓRNICZE","GP0359","0159090007258296240GP0359","YKGYyn-żo 0,6/1kV","3x6",null,"BITNER","KMT",1,"oferta","PLN",0.23,null,null,null,null,null,null,null,"n41"]
[20253,null,"GÓRNICZE","G61105","0159090007258296240G61105","YnHKGSLY 0,6/1kV","9x1+1",null,"BITNER","KMT",1,"oferta","PLN",0.23,null,null,null,null,null,null,null,"n41"]
[20263,null,"GÓRNICZE","G61115","0159090007258296240G61115","YnHKGSLY 0,6/1kV","1x1,5+1,5",null,"BITNER","KMT",1,"oferta","PLN",0.23,null,null,null,null,null,null,null,"n41"]
[20268,null,"GÓRNICZE","G61120","0159090007258296240G61120","YnHKGSLY 0,6/1kV","9x1,5+1,5",null,"BITNER","KMT",1,"oferta","PLN",0.23,null,null,null,null,null,null,null,"n41"]
[20283,null,"GÓRNICZE","G61135","0159090007258296240G61135","YnHKGSLY 0,6/1kV","9x2,5+2,5",null,"BITNER","KMT",1,"oferta","PLN",0.23,null,null,null,null,null,null,null,"n41"]
[20287,null,"GÓRNICZE","G61139","0159090007258296240G61139","YnHKGSLY 0,6/1kV","20x2,5+2,5",null,"BITNER","KMT",1,"oferta","PLN",0.23,null,null,null,null,null,null,null,"n41"]
[20298,null,"GÓRNICZE","G61150","0159090007258296240G61150","YnHKGSLY 0,6/1kV","9x4+4",null,"BITNER","KMT",1,"oferta","PLN",0.23,null,null,null,null,null,null,null,"n41"]
[20307,null,"GÓRNICZE","G61159","0159090007258296240G61159","YnHKGSLY 0,6/1kV","36x4+4",null,"BITNER","KMT",1,"oferta","PLN",0.23,null,null,null,null,null,null,null,"n41"]
[20323,null,"GÓRNICZE","G10615","0159090007258296240G10615","YnHKGSLY 150/250V","1x1,5+1,5",null,"BITNER","KMT",1,"oferta","PLN",0.23,null,null,null,null,null,null,null,"n41"]
[20327,null,"GÓRNICZE","G10619","0159090007258296240G10619","YnHKGSLY 150/250V","6x1,5+1,5",null,"BITNER","KMT",1,"oferta","PLN",0.23,null,null,null,null,null,null,null,"n41"]
[20342,null,"GÓRNICZE","G10634","0159090007258296240G10634","YnHKGSLY 150/250V","6x2,5+2,5",null,"BITNER","KMT",1,"oferta","PLN",0.23,null,null,null,null,null,null,null,"n41"]
[20343,null,"GÓRNICZE","G10635","0159090007258296240G10635","YnHKGSLY 150/250V","9x2,5+2,5",null,"BITNER","KMT",1,"oferta","PLN",0.23,null,null,null,null,null,null,null,"n41"]
[20360,null,"GÓRNICZE","G10652","0159090007258296240G10652","YnHKGSLY 150/250V","13x4+4",null,"BITNER","KMT",1,"oferta","PLN",0.23,null,null,null,null,null,null,null,"n41"]
[20362,null,"GÓRNICZE","G10654","0159090007258296240G10654","YnHKGSLY 150/250V","20x4+4",null,"BITNER","KMT",1,"oferta","PLN",0.23,null,null,null,null,null,null,null,"n41"]
[20373,null,"GÓRNICZE","G31905","0159090007258296240G31905","YnHKGSLY 300/500V","9x1+1",null,"BITNER","KMT",1,23406,"PLN",0.23,null,null,null,null,null,null,null,"n41"]
[20384,null,"GÓRNICZE","G31916","0159090007258296240G31916","YnHKGSLY 300/500V","2x1,5+1,5",null,"BITNER","KMT",1,10716,"PLN",0.23,null,null,null,null,null,null,null,"n41"]
[20398,null,"GÓRNICZE","G31930","0159090007258296240G31930","YnHKGSLY 300/500V","1x2,5+2,5",null,"BITNER","KMT",1,"oferta","PLN",0.23,null,null,null,null,null,null,null,"n41"]
[20404,null,"GÓRNICZE","G31936","0159090007258296240G31936","YnHKGSLY 300/500V","11x2,5+2,5",null,"BITNER","KMT",1,"oferta","PLN",0.23,null,null,null,null,null,null,null,"n41"]
[20417,null,"GÓRNICZE","G31949","0159090007258296240G31949","YnHKGSLY 300/500V","6x4+4",null,"BITNER","KMT",1,"oferta","PLN",0.23,null,null,null,null,null,null,null,"n41"]
[20428,null,"GÓRNICZE","G62700","0159090007258296240G62700","YnHKGSLYkon 0,6/1kV","1x1+1",null,"BITNER","KMT",1,"oferta","PLN",0.23,null,null,null,null,null,null,null,"n41"]
[20437,null,"GÓRNICZE","G62709","0159090007258296240G62709","YnHKGSLYkon 0,6/1kV","20x1+1",null,"BITNER","KMT",1,63500,"PLN",0.23,null,null,null,null,null,null,null,"n41"]
[20447,null,"GÓRNICZE","G62719","0159090007258296240G62719","YnHKGSLYkon 0,6/1kV","6x1,5+1,5",null,"BITNER","KMT",1,"oferta","PLN",0.23,null,null,null,null,null,null,null,"n41"]
[20457,null,"GÓRNICZE","G62729","0159090007258296240G62729","YnHKGSLYkon 0,6/1kV","36x1,5+1,5",null,"BITNER","KMT",1,"oferta","PLN",0.23,null,null,null,null,null,null,null,"n41"]
[20462,null,"GÓRNICZE","G62734","0159090007258296240G62734","YnHKGSLYkon 0,6/1kV","6x2,5+2,5",null,"BITNER","KMT",1,"oferta","PLN",0.23,null,null,null,null,null,null,null,"n41"]
[20473,null,"GÓRNICZE","G62745","0159090007258296240G62745","YnHKGSLYkon 0,6/1kV","1x4+4",null,"BITNER","KMT",1,"oferta","PLN",0.23,null,null,null,null,null,null,null,"n41"]
[20481,null,"GÓRNICZE","G62753","0159090007258296240G62753","YnHKGSLYkon 0,6/1kV","18x4+4",null,"BITNER","KMT",1,"oferta","PLN",0.23,null,null,null,null,null,null,null,"n41"]
[20492,null,"GÓRNICZE","G10904","0159090007258296240G10904","YnHKGSLYkon 150/250V","6x1+1",null,"BITNER","KMT",1,"oferta","PLN",0.23,null,null,null,null,null,null,null,"n41"]
[20501,null,"GÓRNICZE","G10913","0159090007258296240G10913","YnHKGSLYkon 150/250V","32x1+1",null,"BITNER","KMT",1,"oferta","PLN",0.23,null,null,null,null,null,null,null,"n41"]
[20507,null,"GÓRNICZE","G10919","0159090007258296240G10919","YnHKGSLYkon 150/250V","6x1,5+1,5",null,"BITNER","KMT",1,"oferta","PLN",0.23,null,null,null,null,null,null,null,"n41"]
[20518,null,"GÓRNICZE","G10930","0159090007258296240G10930","YnHKGSLYkon 150/250V","1x2,5+2,5",null,"BITNER","KMT",1,"oferta","PLN",0.23,null,null,null,null,null,null,null,"n41"]
[20534,null,"GÓRNICZE","G10946","0159090007258296240G10946","YnHKGSLYkon 150/250V","2x4+4",null,"BITNER","KMT",1,"oferta","PLN",0.23,null,null,null,null,null,null,null,"n41"]
[20537,null,"GÓRNICZE","G10949","0159090007258296240G10949","YnHKGSLYkon 150/250V","6x4+4",null,"BITNER","KMT",1,"oferta","PLN",0.23,null,null,null,null,null,null,null,"n41"]
[20545,null,"GÓRNICZE","G10957","0159090007258296240G10957","YnHKGSLYkon 150/250V","29x4+4",null,"BITNER","KMT",1,"oferta","PLN",0.23,null,null,null,null,null,null,null,"n41"]
[20562,null,"GÓRNICZE","GG33314","0159090007258296240GG33314","YnHKGSLYkon 300/500V","36x1+1",null,"BITNER","KMT",1,"oferta","PLN",0.23,null,null,null,null,null,null,null,"n41"]
[20567,null,"GÓRNICZE","GG33319","0159090007258296240GG33319","YnHKGSLYkon 300/500V","6x1,5+1,5",null,"BITNER","KMT",1,30788,"PLN",0.23,null,null,null,null,null,null,null,"n41"]
[20578,null,"GÓRNICZE","GG33330","0159090007258296240GG33330","YnHKGSLYkon 300/500V","1x2,5+2,5",null,"BITNER","KMT",1,"oferta","PLN",0.23,null,null,null,null,null,null,null,"n41"]
[20592,null,"GÓRNICZE","GG33344","0159090007258296240GG33344","YnHKGSLYkon 300/500V","36x2,5+2,5",null,"BITNER","KMT",1,"oferta","PLN",0.23,null,null,null,null,null,null,null,"n41"]
[20593,null,"GÓRNICZE","GG33345","0159090007258296240GG33345","YnHKGSLYkon 300/500V","1x4+4",null,"BITNER","KMT",1,"oferta","PLN",0.23,null,null,null,null,null,null,null,"n41"]
[20611,null,"GÓRNICZE","G62903","0159090007258296240G62903","YnHKGSY 0,6/1kV","4x1+1",null,"BITNER","KMT",1,13986,"PLN",0.23,null,null,null,null,null,null,null,"n41"]
[20612,null,"GÓRNICZE","G62904","0159090007258296240G62904","YnHKGSY 0,6/1kV","6x1+1",null,"BITNER","KMT",1,16926,"PLN",0.23,null,null,null,null,null,null,null,"n41"]
[20622,null,"GÓRNICZE","G62914","0159090007258296240G62914","YnHKGSY 0,6/1kV","36x1+1",null,"BITNER","KMT",1,71157,"PLN",0.23,null,null,null,null,null,null,null,"n41"]
[20637,null,"GÓRNICZE","G62929","0159090007258296240G62929","YnHKGSY 0,6/1kV","36x1,5+1,5",null,"BITNER","KMT",1,93111,"PLN",0.23,null,null,null,null,null,null,null,"n41"]
[20648,null,"GÓRNICZE","G62940","0159090007258296240G62940","YnHKGSY 0,6/1kV","23x2,5+2,5",null,"BITNER","KMT",1,93416,"PLN",0.23,null,null,null,null,null,null,null,"n41"]
[20655,null,"GÓRNICZE","G62947","0159090007258296240G62947","YnHKGSY 0,6/1kV","3x4+4",null,"BITNER","KMT",1,27104,"PLN",0.23,null,null,null,null,null,null,null,"n41"]
[20667,null,"GÓRNICZE","G62959","0159090007258296240G62959","YnHKGSY 0,6/1kV","36x4+4",null,"BITNER","KMT",1,203741,"PLN",0.23,null,null,null,null,null,null,null,"n41"]
[20675,null,"GÓRNICZE","GG33507","0159090007258296240GG33507","YnHKGSY 300/500V","13x1+1",null,"BITNER","KMT",1,26770,"PLN",0.23,null,null,null,null,null,null,null,"n41"]
[20682,null,"GÓRNICZE","GG33514","0159090007258296240GG33514","YnHKGSY 300/500V","36x1+1",null,"BITNER","KMT",1,"oferta","PLN",0.23,null,null,null,null,null,null,null,"n41"]
[20697,null,"GÓRNICZE","GG33529","0159090007258296240GG33529","YnHKGSY 300/500V","36x1,5+1,5",null,"BITNER","KMT",1,"oferta","PLN",0.23,null,null,null,null,null,null,null,"n41"]
[20699,null,"GÓRNICZE","GG33531","0159090007258296240GG33531","YnHKGSY 300/500V","2x2,5+2,5",null,"BITNER","KMT",1,"oferta","PLN",0.23,null,null,null,null,null,null,null,"n41"]
[20712,null,"GÓRNICZE","GG33544","0159090007258296240GG33544","YnHKGSY 300/500V","36x2,5+2,5",null,"BITNER","KMT",1,"oferta","PLN",0.23,null,null,null,null,null,null,null,"n41"]
[20719,null,"GÓRNICZE","GG33551","0159090007258296240GG33551","YnHKGSY 300/500V","11x4+4",null,"BITNER","KMT",1,"oferta","PLN",0.23,null,null,null,null,null,null,null,"n41"]
[20727,null,"GÓRNICZE","GG33559","0159090007258296240GG33559","YnHKGSY 300/500V","36x4+4",null,"BITNER","KMT",1,"oferta","PLN",0.23,null,null,null,null,null,null,null,"n41"]
[20742,null,"GÓRNICZE","G62814","0159090007258296240G62814","YnHKGSYkon 0,6/1kV","36x1+1",null,"BITNER","KMT",1,"oferta","PLN",0.23,null,null,null,null,null,null,null,"n41"]
[20752,null,"GÓRNICZE","G62824","0159090007258296240G62824","YnHKGSYkon 0,6/1kV","20x1,5+1,5",null,"BITNER","KMT",1,"oferta","PLN",0.23,null,null,null,null,null,null,null,"n41"]
[20757,null,"GÓRNICZE","G62829","0159090007258296240G62829","YnHKGSYkon 0,6/1kV","36x1,5+1,5",null,"BITNER","KMT",1,"oferta","PLN",0.23,null,null,null,null,null,null,null,"n41"]
[20768,null,"GÓRNICZE","G62840","0159090007258296240G62840","YnHKGSYkon 0,6/1kV","23x2,5+2,5",null,"BITNER","KMT",1,"oferta","PLN",0.23,null,null,null,null,null,null,null,"n41"]
[20782,null,"GÓRNICZE","G62854","0159090007258296240G62854","YnHKGSYkon 0,6/1kV","20x4+4",null,"BITNER","KMT",1,"oferta","PLN",0.23,null,null,null,null,null,null,null,"n41"]
[20787,null,"GÓRNICZE","G62859","0159090007258296240G62859","YnHKGSYkon 0,6/1kV","36x4+4",null,"BITNER","KMT",1,"oferta","PLN",0.23,null,null,null,null,null,null,null,"n41"]
[20796,null,"GÓRNICZE","GG33408","0159090007258296240GG33408","YnHKGSYkon 300/500V","18x1+1",null,"BITNER","KMT",1,"oferta","PLN",0.23,null,null,null,null,null,null,null,"n41"]
[20812,null,"GÓRNICZE","GG33424","0159090007258296240GG33424","YnHKGSYkon 300/500V","20x1,5+1,5",null,"BITNER","KMT",1,"oferta","PLN",0.23,null,null,null,null,null,null,null,"n41"]
[20817,null,"GÓRNICZE","GG33429","0159090007258296240GG33429","YnHKGSYkon 300/500V","36x1,5+1,5",null,"BITNER","KMT",1,"oferta","PLN",0.23,null,null,null,null,null,null,null,"n41"]
[20829,null,"GÓRNICZE","GG33441","0159090007258296240GG33441","YnHKGSYkon 300/500V","26x2,5+2,5",null,"BITNER","KMT",1,"oferta","PLN",0.23,null,null,null,null,null,null,null,"n41"]
[20842,null,"GÓRNICZE","GG33454","0159090007258296240GG33454","YnHKGSYkon 300/500V","20x4+4",null,"BITNER","KMT",1,"oferta","PLN",0.23,null,null,null,null,null,null,null,"n41"]
[20849,null,"GÓRNICZE","GT0401","0159090007258296240GT0401","YnHTKGX","4x2x0,6+1",null,"BITNER","KMT",1,"oferta","PLN",0.23,null,null,null,null,null,null,null,"n41"]
[20857,null,"GÓRNICZE","GT0409","0159090007258296240GT0409","YnHTKGX","24x2x0,6+1",null,"BITNER","KMT",1,"oferta","PLN",0.23,null,null,null,null,null,null,null,"n41"]
[20862,null,"GÓRNICZE","GT0414","0159090007258296240GT0414","YnHTKGX","5x2x0,8+1",null,"BITNER","KMT",1,29732,"PLN",0.23,null,null,null,null,null,null,null,"n41"]
[20873,null,"GÓRNICZE","GT0425","0159090007258296240GT0425","YnHTKGX","4x2x1,2+1",null,"BITNER","KMT",1,"oferta","PLN",0.23,null,null,null,null,null,null,null,"n41"]
[20887,null,"GÓRNICZE","G60004","0159090007258296240G60004","YnKGSLY 0,6/1kV","4x1+1",null,"BITNER","KMT",1,"oferta","PLN",0.23,null,null,null,null,null,null,null,"n41"]
[20898,null,"GÓRNICZE","G60015","0159090007258296240G60015","YnKGSLY 0,6/1kV","36x1+1",null,"BITNER","KMT",1,"oferta","PLN",0.23,null,null,null,null,null,null,null,"n41"]
[20902,null,"GÓRNICZE","G60019","0159090007258296240G60019","YnKGSLY 0,6/1kV","4x1,5+1,5",null,"BITNER","KMT",1,10024,"PLN",0.23,null,null,null,null,null,null,null,"n41"]
[20917,null,"GÓRNICZE","G60034","0159090007258296240G60034","YnKGSLY 0,6/1kV","4x2,5+2,5",null,"BITNER","KMT",1,"oferta","PLN",0.23,null,null,null,null,null,null,null,"n41"]
[20926,null,"GÓRNICZE","G60043","0159090007258296240G60043","YnKGSLY 0,6/1kV","29x2,5+2,5",null,"BITNER","KMT",1,"oferta","PLN",0.23,null,null,null,null,null,null,null,"n41"]
[20932,null,"GÓRNICZE","G60049","0159090007258296240G60049","YnKGSLY 0,6/1kV","4x4+4",null,"BITNER","KMT",1,"oferta","PLN",0.23,null,null,null,null,null,null,null,"n41"]
[20942,null,"GÓRNICZE","G60059","0159090007258296240G60059","YnKGSLY 0,6/1kV","32X4+4",null,"BITNER","KMT",1,"oferta","PLN",0.23,null,null,null,null,null,null,null,"n41"]
[20957,null,"GÓRNICZE","G60074","0159090007258296240G60074","YnKGSLY 0,6/1kV","32x0,75+0,75",null,"BITNER","KMT",1,"oferta","PLN",0.23,null,null,null,null,null,null,null,"n41"]
[20962,null,"GÓRNICZE","G10004","0159090007258296240G10004","YnKGSLY 150/250V","4x1+1",null,"BITNER","KMT",1,"oferta","PLN",0.23,null,null,null,null,null,null,null,"n41"]
[20970,null,"GÓRNICZE","G10012","0159090007258296240G10012","YnKGSLY 150/250V","26x1+1",null,"BITNER","KMT",1,"oferta","PLN",0.23,null,null,null,null,null,null,null,"n41"]
[20977,null,"GÓRNICZE","G10019","0159090007258296240G10019","YnKGSLY 150/250V","4x1,5+1,5",null,"BITNER","KMT",1,8471,"PLN",0.23,null,null,null,null,null,null,null,"n41"]
[20995,null,"GÓRNICZE","G10037","0159090007258296240G10037","YnKGSLY 150/250V","11x2,5+2,5",null,"BITNER","KMT",1,"oferta","PLN",0.23,null,null,null,null,null,null,null,"n41"]
[21002,null,"GÓRNICZE","G10044","0159090007258296240G10044","YnKGSLY 150/250V","32x2,5+2,5",null,"BITNER","KMT",1,"oferta","PLN",0.23,null,null,null,null,null,null,null,"n41"]
[21007,null,"GÓRNICZE","G10049","0159090007258296240G10049","YnKGSLY 150/250V","4x4+4",null,"BITNER","KMT",1,"oferta","PLN",0.23,null,null,null,null,null,null,null,"n41"]
[21019,null,"GÓRNICZE","G10061","0159090007258296240G10061","YnKGSLY 150/250V","1x0,75+0,75",null,"BITNER","KMT",1,"oferta","PLN",0.23,null,null,null,null,null,null,null,"n41"]
[21032,null,"GÓRNICZE","G10074","0159090007258296240G10074","YnKGSLY 150/250V","32x0,75+0,75",null,"BITNER","KMT",1,"oferta","PLN",0.23,null,null,null,null,null,null,null,"n41"]
[21037,null,"GÓRNICZE","G30303","0159090007258296240G30303","YnKGSLY 300/500V","4x1+1",null,"BITNER","KMT",1,7428,"PLN",0.23,null,null,null,null,null,null,null,"n41"]
[21047,null,"GÓRNICZE","G30313","0159090007258296240G30313","YnKGSLY 300/500V","32x1+1",null,"BITNER","KMT",1,"oferta","PLN",0.23,null,null,null,null,null,null,null,"n41"]
[21062,null,"GÓRNICZE","G30328","0159090007258296240G30328","YnKGSLY 300/500V","32x1,5+1,5",null,"BITNER","KMT",1,"oferta","PLN",0.23,null,null,null,null,null,null,null,"n41"]
[21072,null,"GÓRNICZE","G30338","0159090007258296240G30338","YnKGSLY 300/500V","18x2,5+2,5",null,"BITNER","KMT",1,"oferta","PLN",0.23,null,null,null,null,null,null,null,"n41"]
[21077,null,"GÓRNICZE","G30343","0159090007258296240G30343","YnKGSLY 300/500V","32x2,5+2,5",null,"BITNER","KMT",1,"oferta","PLN",0.23,null,null,null,null,null,null,null,"n41"]
[21092,null,"GÓRNICZE","G30358","0159090007258296240G30358","YnKGSLY 300/500V","32X4+4",null,"BITNER","KMT",1,"oferta","PLN",0.23,null,null,null,null,null,null,null,"n41"]
[21096,null,"GÓRNICZE","G30362","0159090007258296240G30362","YnKGSLY 300/500V","3x0,75+0,75",null,"BITNER","KMT",1,"oferta","PLN",0.23,null,null,null,null,null,null,null,"n41"]
[21107,null,"GÓRNICZE","G30373","0159090007258296240G30373","YnKGSLY 300/500V","32x0,75+0,75",null,"BITNER","KMT",1,"oferta","PLN",0.23,null,null,null,null,null,null,null,"n41"]
[21116,null,"GÓRNICZE","G3021","0159090007258296240G3021","YnKGSLYkon 0,6/1kV","18x1+1",null,"BITNER","KMT",1,"oferta","PLN",0.23,null,null,null,null,null,null,null,"n41"]
[21122,null,"GÓRNICZE","G3027","0159090007258296240G3027","YnKGSLYkon 0,6/1kV","36x1+1",null,"BITNER","KMT",1,"oferta","PLN",0.23,null,null,null,null,null,null,null,"n41"]
[21137,null,"GÓRNICZE","G3042","0159090007258296240G3042","YnKGSLYkon 0,6/1kV","2x2,5+2,5",null,"BITNER","KMT",1,14220,"PLN",0.23,null,null,null,null,null,null,null,"n41"]
[21149,null,"GÓRNICZE","G3054","0159090007258296240G3054","YnKGSLYkon 0,6/1kV","32x2,5+2,5",null,"BITNER","KMT",1,"oferta","PLN",0.23,null,null,null,null,null,null,null,"n41"]
[21152,null,"GÓRNICZE","G3057","0159090007258296240G3057","YnKGSLYkon 0,6/1kV","3x4+4",null,"BITNER","KMT",1,"oferta","PLN",0.23,null,null,null,null,null,null,null,"n41"]
[21160,null,"GÓRNICZE","G3065","0159090007258296240G3065","YnKGSLYkon 0,6/1kV","23x4+4",null,"BITNER","KMT",1,"oferta","PLN",0.23,null,null,null,null,null,null,null,"n41"]
[21177,null,"GÓRNICZE","G10413","0159090007258296240G10413","YnKGSLYkon 150/250V","32x1+1",null,"BITNER","KMT",1,43352,"PLN",0.23,null,null,null,null,null,null,null,"n41"]
[21182,null,"GÓRNICZE","G10419","0159090007258296240G10419","YnKGSLYkon 150/250V","6x1,5+1,5",null,"BITNER","KMT",1,"oferta","PLN",0.23,null,null,null,null,null,null,null,"n41"]
[21193,null,"GÓRNICZE","G10431","0159090007258296240G10431","YnKGSLYkon 150/250V","2x2,5+2,5",null,"BITNER","KMT",1,"oferta","PLN",0.23,null,null,null,null,null,null,null,"n41"]
[21207,null,"GÓRNICZE","G10460","0159090007258296240G10460","YnKGSLYkon 150/250V","2x0,75+0,75",null,"BITNER","KMT",1,"oferta","PLN",0.23,null,null,null,null,null,null,null,"n41"]
[21212,null,"GÓRNICZE","G10465","0159090007258296240G10465","YnKGSLYkon 150/250V","11x0,75+0,75",null,"BITNER","KMT",1,"oferta","PLN",0.23,null,null,null,null,null,null,null,"n41"]
[21218,null,"GÓRNICZE","G10471","0159090007258296240G10471","YnKGSLYkon 150/250V","29x0,75+0,75",null,"BITNER","KMT",1,"oferta","PLN",0.23,null,null,null,null,null,null,null,"n41"]
[21219,null,"GÓRNICZE","G10472","0159090007258296240G10472","YnKGSLYkon 150/250V","32x0,75+0,75",null,"BITNER","KMT",1,"oferta","PLN",0.23,null,null,null,null,null,null,null,"n41"]
[21220,null,"GÓRNICZE","G10473","0159090007258296240G10473","YnKGSLYkon 150/250V","36x0,75+0,75",null,"BITNER","KMT",1,"oferta","PLN",0.23,null,null,null,null,null,null,null,"n41"]
[21221,null,"GÓRNICZE","G31101","0159090007258296240G31101","YnKGSLYkon 300/500V","2x1+1",null,"BITNER","KMT",1,8505,"PLN",0.23,null,null,null,null,null,null,null,"n41"]
[21222,null,"GÓRNICZE","G31102","0159090007258296240G31102","YnKGSLYkon 300/500V","3x1+1",null,"BITNER","KMT",1,9934,"PLN",0.23,null,null,null,null,null,null,null,"n41"]
[21223,null,"GÓRNICZE","G31103","0159090007258296240G31103","YnKGSLYkon 300/500V","4x1+1",null,"BITNER","KMT",1,11170,"PLN",0.23,null,null,null,null,null,null,null,"n41"]
[21224,null,"GÓRNICZE","G31104","0159090007258296240G31104","YnKGSLYkon 300/500V","6x1+1",null,"BITNER","KMT",1,13880,"PLN",0.23,null,null,null,null,null,null,null,"n41"]
[21225,null,"GÓRNICZE","G31105","0159090007258296240G31105","YnKGSLYkon 300/500V","9x1+1",null,"BITNER","KMT",1,19335,"PLN",0.23,null,null,null,null,null,null,null,"n41"]
[21226,null,"GÓRNICZE","G31106","0159090007258296240G31106","YnKGSLYkon 300/500V","11x1+1",null,"BITNER","KMT",1,21739,"PLN",0.23,null,null,null,null,null,null,null,"n41"]
[21227,null,"GÓRNICZE","G31107","0159090007258296240G31107","YnKGSLYkon 300/500V","13x1+1",null,"BITNER","KMT",1,24336,"PLN",0.23,null,null,null,null,null,null,null,"n41"]
[21228,null,"GÓRNICZE","G31108","0159090007258296240G31108","YnKGSLYkon 300/500V","18x1+1",null,"BITNER","KMT",1,30935,"PLN",0.23,null,null,null,null,null,null,null,"n41"]
[21229,null,"GÓRNICZE","G31109","0159090007258296240G31109","YnKGSLYkon 300/500V","20x1+1",null,"BITNER","KMT",1,33578,"PLN",0.23,null,null,null,null,null,null,null,"n41"]
[21230,null,"GÓRNICZE","G31110","0159090007258296240G31110","YnKGSLYkon 300/500V","23x1+1",null,"BITNER","KMT",1,38023,"PLN",0.23,null,null,null,null,null,null,null,"n41"]
[21231,null,"GÓRNICZE","G31111","0159090007258296240G31111","YnKGSLYkon 300/500V","26x1+1",null,"BITNER","KMT",1,41641,"PLN",0.23,null,null,null,null,null,null,null,"n41"]
[21232,null,"GÓRNICZE","G31112","0159090007258296240G31112","YnKGSLYkon 300/500V","29x1+1",null,"BITNER","KMT",1,45065,"PLN",0.23,null,null,null,null,null,null,null,"n41"]
[21233,null,"GÓRNICZE","G31113","0159090007258296240G31113","YnKGSLYkon 300/500V","32x1+1",null,"BITNER","KMT",1,48569,"PLN",0.23,null,null,null,null,null,null,null,"n41"]
[21234,null,"GÓRNICZE","G31114","0159090007258296240G31114","YnKGSLYkon 300/500V","36x1+1",null,"BITNER","KMT",1,52991,"PLN",0.23,null,null,null,null,null,null,null,"n41"]
[21235,null,"GÓRNICZE","G31116","0159090007258296240G31116","YnKGSLYkon 300/500V","2x1,5+1,5",null,"BITNER","KMT",1,10218,"PLN",0.23,null,null,null,null,null,null,null,"n41"]
[21236,null,"GÓRNICZE","G31117","0159090007258296240G31117","YnKGSLYkon 300/500V","3x1,5+1,5",null,"BITNER","KMT",1,11952,"PLN",0.23,null,null,null,null,null,null,null,"n41"]
[21237,null,"GÓRNICZE","G31118","0159090007258296240G31118","YnKGSLYkon 300/500V","4x1,5+1,5",null,"BITNER","KMT",1,14175,"PLN",0.23,null,null,null,null,null,null,null,"n41"]
[21238,null,"GÓRNICZE","G31119","0159090007258296240G31119","YnKGSLYkon 300/500V","6x1,5+1,5",null,"BITNER","KMT",1,18110,"PLN",0.23,null,null,null,null,null,null,null,"n41"]
[21239,null,"GÓRNICZE","G31120","0159090007258296240G31120","YnKGSLYkon 300/500V","9x1,5+1,5",null,"BITNER","KMT",1,25005,"PLN",0.23,null,null,null,null,null,null,null,"n41"]
[21240,null,"GÓRNICZE","G31121","0159090007258296240G31121","YnKGSLYkon 300/500V","11x1,5+1,5",null,"BITNER","KMT",1,28645,"PLN",0.23,null,null,null,null,null,null,null,"n41"]
[21241,null,"GÓRNICZE","G31122","0159090007258296240G31122","YnKGSLYkon 300/500V","13x1,5+1,5",null,"BITNER","KMT",1,32217,"PLN",0.23,null,null,null,null,null,null,null,"n41"]
[21242,null,"GÓRNICZE","G31123","0159090007258296240G31123","YnKGSLYkon 300/500V","18x1,5+1,5",null,"BITNER","KMT",1,40914,"PLN",0.23,null,null,null,null,null,null,null,"n41"]
[21243,null,"GÓRNICZE","G31124","0159090007258296240G31124","YnKGSLYkon 300/500V","20x1,5+1,5",null,"BITNER","KMT",1,"oferta","PLN",0.23,null,null,null,null,null,null,null,"n41"]
[21244,null,"GÓRNICZE","G31125","0159090007258296240G31125","YnKGSLYkon 300/500V","23x1,5+1,5",null,"BITNER","KMT",1,50780,"PLN",0.23,null,null,null,null,null,null,null,"n41"]
[21245,null,"GÓRNICZE","G31126","0159090007258296240G31126","YnKGSLYkon 300/500V","26x1,5+1,5",null,"BITNER","KMT",1,55400,"PLN",0.23,null,null,null,null,null,null,null,"n41"]
[21246,null,"GÓRNICZE","G31127","0159090007258296240G31127","YnKGSLYkon 300/500V","29x1,5+1,5",null,"BITNER","KMT",1,60192,"PLN",0.23,null,null,null,null,null,null,null,"n41"]
[21247,null,"GÓRNICZE","G31128","0159090007258296240G31128","YnKGSLYkon 300/500V","32x1,5+1,5",null,"BITNER","KMT",1,"oferta","PLN",0.23,null,null,null,null,null,null,null,"n41"]
[21248,null,"GÓRNICZE","G31129","0159090007258296240G31129","YnKGSLYkon 300/500V","36x1,5+1,5",null,"BITNER","KMT",1,71522,"PLN",0.23,null,null,null,null,null,null,null,"n41"]
[21249,null,"GÓRNICZE","G31131","0159090007258296240G31131","YnKGSLYkon 300/500V","2x2,5+2,5",null,"BITNER","KMT",1,13064,"PLN",0.23,null,null,null,null,null,null,null,"n41"]
[21250,null,"GÓRNICZE","G31132","0159090007258296240G31132","YnKGSLYkon 300/500V","3x2,5+2,5",null,"BITNER","KMT",1,15014,"PLN",0.23,null,null,null,null,null,null,null,"n41"]
[21251,null,"GÓRNICZE","G31133","0159090007258296240G31133","YnKGSLYkon 300/500V","4x2,5+2,5",null,"BITNER","KMT",1,18234,"PLN",0.23,null,null,null,null,null,null,null,"n41"]
[21252,null,"GÓRNICZE","G31134","0159090007258296240G31134","YnKGSLYkon 300/500V","6x2,5+2,5",null,"BITNER","KMT",1,23384,"PLN",0.23,null,null,null,null,null,null,null,"n41"]
[21253,null,"GÓRNICZE","G31135","0159090007258296240G31135","YnKGSLYkon 300/500V","9x2,5+2,5",null,"BITNER","KMT",1,32682,"PLN",0.23,null,null,null,null,null,null,null,"n41"]
[21254,null,"GÓRNICZE","G31136","0159090007258296240G31136","YnKGSLYkon 300/500V","11x2,5+2,5",null,"BITNER","KMT",1,"oferta","PLN",0.23,null,null,null,null,null,null,null,"n41"]
[21255,null,"GÓRNICZE","G31137","0159090007258296240G31137","YnKGSLYkon 300/500V","13x2,5+2,5",null,"BITNER","KMT",1,42355,"PLN",0.23,null,null,null,null,null,null,null,"n41"]
[21256,null,"GÓRNICZE","G31138","0159090007258296240G31138","YnKGSLYkon 300/500V","18x2,5+2,5",null,"BITNER","KMT",1,54817,"PLN",0.23,null,null,null,null,null,null,null,"n41"]
[21257,null,"GÓRNICZE","G31139","0159090007258296240G31139","YnKGSLYkon 300/500V","20x2,5+2,5",null,"BITNER","KMT",1,"oferta","PLN",0.23,null,null,null,null,null,null,null,"n41"]
[21258,null,"GÓRNICZE","G31140","0159090007258296240G31140","YnKGSLYkon 300/500V","23x2,5+2,5",null,"BITNER","KMT",1,68199,"PLN",0.23,null,null,null,null,null,null,null,"n41"]
[21259,null,"GÓRNICZE","G31141","0159090007258296240G31141","YnKGSLYkon 300/500V","26x2,5+2,5",null,"BITNER","KMT",1,74731,"PLN",0.23,null,null,null,null,null,null,null,"n41"]
[21260,null,"GÓRNICZE","G31142","0159090007258296240G31142","YnKGSLYkon 300/500V","29x2,5+2,5",null,"BITNER","KMT",1,"oferta","PLN",0.23,null,null,null,null,null,null,null,"n41"]
[21261,null,"GÓRNICZE","G31143","0159090007258296240G31143","YnKGSLYkon 300/500V","32x2,5+2,5",null,"BITNER","KMT",1,88169,"PLN",0.23,null,null,null,null,null,null,null,"n41"]
[21262,null,"GÓRNICZE","G31144","0159090007258296240G31144","YnKGSLYkon 300/500V","36x2,5_2,5",null,"BITNER","KMT",1,97286,"PLN",0.23,null,null,null,null,null,null,null,"n41"]
[21263,null,"GÓRNICZE","G31146","0159090007258296240G31146","YnKGSLYkon 300/500V","2x4+4",null,"BITNER","KMT",1,"oferta","PLN",0.23,null,null,null,null,null,null,null,"n41"]
[21264,null,"GÓRNICZE","G31147","0159090007258296240G31147","YnKGSLYkon 300/500V","3x4+4",null,"BITNER","KMT",1,"oferta","PLN",0.23,null,null,null,null,null,null,null,"n41"]
[21265,null,"GÓRNICZE","G31148","0159090007258296240G31148","YnKGSLYkon 300/500V","4x4+4",null,"BITNER","KMT",1,"oferta","PLN",0.23,null,null,null,null,null,null,null,"n41"]
[21266,null,"GÓRNICZE","G31149","0159090007258296240G31149","YnKGSLYkon 300/500V","6x4+4",null,"BITNER","KMT",1,25742,"PLN",0.23,null,null,null,null,null,null,null,"n41"]
[21267,null,"GÓRNICZE","G31150","0159090007258296240G31150","YnKGSLYkon 300/500V","9x4+4",null,"BITNER","KMT",1,"oferta","PLN",0.23,null,null,null,null,null,null,null,"n41"]
[21268,null,"GÓRNICZE","G31151","0159090007258296240G31151","YnKGSLYkon 300/500V","11x4+4",null,"BITNER","KMT",1,"oferta","PLN",0.23,null,null,null,null,null,null,null,"n41"]
[21269,null,"GÓRNICZE","G31152","0159090007258296240G31152","YnKGSLYkon 300/500V","13x4+4",null,"BITNER","KMT",1,"oferta","PLN",0.23,null,null,null,null,null,null,null,"n41"]
[21270,null,"GÓRNICZE","G31153","0159090007258296240G31153","YnKGSLYkon 300/500V","18x4+4",null,"BITNER","KMT",1,"oferta","PLN",0.23,null,null,null,null,null,null,null,"n41"]
[21271,null,"GÓRNICZE","G31154","0159090007258296240G31154","YnKGSLYkon 300/500V","20x4+4",null,"BITNER","KMT",1,"oferta","PLN",0.23,null,null,null,null,null,null,null,"n41"]
[21272,null,"GÓRNICZE","G31155","0159090007258296240G31155","YnKGSLYkon 300/500V","23x4+4",null,"BITNER","KMT",1,"oferta","PLN",0.23,null,null,null,null,null,null,null,"n41"]
[21273,null,"GÓRNICZE","G31156","0159090007258296240G31156","YnKGSLYkon 300/500V","26x4+4",null,"BITNER","KMT",1,"oferta","PLN",0.23,null,null,null,null,null,null,null,"n41"]
[21274,null,"GÓRNICZE","G31157","0159090007258296240G31157","YnKGSLYkon 300/500V","29x4+4",null,"BITNER","KMT",1,"oferta","PLN",0.23,null,null,null,null,null,null,null,"n41"]
[21275,null,"GÓRNICZE","G31158","0159090007258296240G31158","YnKGSLYkon 300/500V","32x4+4",null,"BITNER","KMT",1,"oferta","PLN",0.23,null,null,null,null,null,null,null,"n41"]
[21276,null,"GÓRNICZE","G31159","0159090007258296240G31159","YnKGSLYkon 300/500V","36x4+4",null,"BITNER","KMT",1,"oferta","PLN",0.23,null,null,null,null,null,null,null,"n41"]
[21277,null,"GÓRNICZE","G31161","0159090007258296240G31161","YnKGSLYkon 300/500V","2x0,75+0,75",null,"BITNER","KMT",1,"oferta","PLN",0.23,null,null,null,null,null,null,null,"n41"]
[21278,null,"GÓRNICZE","G31162","0159090007258296240G31162","YnKGSLYkon 300/500V","3x0,75+0,75",null,"BITNER","KMT",1,"oferta","PLN",0.23,null,null,null,null,null,null,null,"n41"]
[21279,null,"GÓRNICZE","G31163","0159090007258296240G31163","YnKGSLYkon 300/500V","4x0,75+0,75",null,"BITNER","KMT",1,"oferta","PLN",0.23,null,null,null,null,null,null,null,"n41"]
[21280,null,"GÓRNICZE","G31164","0159090007258296240G31164","YnKGSLYkon 300/500V","6x0,75+0,75",null,"BITNER","KMT",1,"oferta","PLN",0.23,null,null,null,null,null,null,null,"n41"]
[21281,null,"GÓRNICZE","G31165","0159090007258296240G31165","YnKGSLYkon 300/500V","9x0,75+0,75",null,"BITNER","KMT",1,"oferta","PLN",0.23,null,null,null,null,null,null,null,"n41"]
[21282,null,"GÓRNICZE","G31166","0159090007258296240G31166","YnKGSLYkon 300/500V","11x0,75+0,75",null,"BITNER","KMT",1,"oferta","PLN",0.23,null,null,null,null,null,null,null,"n41"]
[21283,null,"GÓRNICZE","G31167","0159090007258296240G31167","YnKGSLYkon 300/500V","13x0,75+0,75",null,"BITNER","KMT",1,"oferta","PLN",0.23,null,null,null,null,null,null,null,"n41"]
[21284,null,"GÓRNICZE","G31168","0159090007258296240G31168","YnKGSLYkon 300/500V","18x0,75+0,75",null,"BITNER","KMT",1,"oferta","PLN",0.23,null,null,null,null,null,null,null,"n41"]
[21285,null,"GÓRNICZE","G31169","0159090007258296240G31169","YnKGSLYkon 300/500V","20x0,75+0,75",null,"BITNER","KMT",1,"oferta","PLN",0.23,null,null,null,null,null,null,null,"n41"]
[21286,null,"GÓRNICZE","G31170","0159090007258296240G31170","YnKGSLYkon 300/500V","23x0,75+0,75",null,"BITNER","KMT",1,"oferta","PLN",0.23,null,null,null,null,null,null,null,"n41"]
[21287,null,"GÓRNICZE","G31171","0159090007258296240G31171","YnKGSLYkon 300/500V","26x0,75+0,75",null,"BITNER","KMT",1,"oferta","PLN",0.23,null,null,null,null,null,null,null,"n41"]
[21288,null,"GÓRNICZE","G31172","0159090007258296240G31172","YnKGSLYkon 300/500V","29x0,75+0,75",null,"BITNER","KMT",1,"oferta","PLN",0.23,null,null,null,null,null,null,null,"n41"]
[21289,null,"GÓRNICZE","G31173","0159090007258296240G31173","YnKGSLYkon 300/500V","32x0,75+0,75",null,"BITNER","KMT",1,"oferta","PLN",0.23,null,null,null,null,null,null,null,"n41"]
[21290,null,"GÓRNICZE","G31174","0159090007258296240G31174","YnKGSLYkon 300/500V","36x0,75+0,75",null,"BITNER","KMT",1,"oferta","PLN",0.23,null,null,null,null,null,null,null,"n41"]
[21291,null,"GÓRNICZE","G62200","0159090007258296240G62200","YnKGSY 0,6/1kV","1x1+1",null,"BITNER","KMT",1,"oferta","PLN",0.23,null,null,null,null,null,null,null,"n41"]
[21292,null,"GÓRNICZE","G62201","0159090007258296240G62201","YnKGSY 0,6/1kV","2x1+1",null,"BITNER","KMT",1,5793,"PLN",0.23,null,null,null,null,null,null,null,"n41"]
[21293,null,"GÓRNICZE","G62202","0159090007258296240G62202","YnKGSY 0,6/1kV","3x1+1",null,"BITNER","KMT",1,6884,"PLN",0.23,null,null,null,null,null,null,null,"n41"]
[21294,null,"GÓRNICZE","G62203","0159090007258296240G62203","YnKGSY 0,6/1kV","4x1+1",null,"BITNER","KMT",1,8359,"PLN",0.23,null,null,null,null,null,null,null,"n41"]
[21295,null,"GÓRNICZE","G62204","0159090007258296240G62204","YnKGSY 0,6/1kV","6x1+1",null,"BITNER","KMT",1,9981,"PLN",0.23,null,null,null,null,null,null,null,"n41"]
[21296,null,"GÓRNICZE","G62205","0159090007258296240G62205","YnKGSY 0,6/1kV","9x1+1",null,"BITNER","KMT",1,15546,"PLN",0.23,null,null,null,null,null,null,null,"n41"]
[21297,null,"GÓRNICZE","G62206","0159090007258296240G62206","YnKGSY 0,6/1kV","11x1+1",null,"BITNER","KMT",1,"oferta","PLN",0.23,null,null,null,null,null,null,null,"n41"]
[21298,null,"GÓRNICZE","G62207","0159090007258296240G62207","YnKGSY 0,6/1kV","13x1+1",null,"BITNER","KMT",1,18606,"PLN",0.23,null,null,null,null,null,null,null,"n41"]
[21299,null,"GÓRNICZE","G62208","0159090007258296240G62208","YnKGSY 0,6/1kV","18x1+1",null,"BITNER","KMT",1,23388,"PLN",0.23,null,null,null,null,null,null,null,"n41"]
[21300,null,"GÓRNICZE","G62209","0159090007258296240G62209","YnKGSY 0,6/1kV","20x1+1",null,"BITNER","KMT",1,"oferta","PLN",0.23,null,null,null,null,null,null,null,"n41"]
[21301,null,"GÓRNICZE","G62210","0159090007258296240G62210","YnKGSY 0,6/1kV","23x1+1",null,"BITNER","KMT",1,29573,"PLN",0.23,null,null,null,null,null,null,null,"n41"]
[21302,null,"GÓRNICZE","G62211","0159090007258296240G62211","YnKGSY 0,6/1kV","26x1+1",null,"BITNER","KMT",1,"oferta","PLN",0.23,null,null,null,null,null,null,null,"n41"]
[21303,null,"GÓRNICZE","G62212","0159090007258296240G62212","YnKGSY 0,6/1kV","29x1+1",null,"BITNER","KMT",1,35178,"PLN",0.23,null,null,null,null,null,null,null,"n41"]
[21304,null,"GÓRNICZE","G62213","0159090007258296240G62213","YnKGSY 0,6/1kV","32x1+1",null,"BITNER","KMT",1,"oferta","PLN",0.23,null,null,null,null,null,null,null,"n41"]
[21305,null,"GÓRNICZE","G62214","0159090007258296240G62214","YnKGSY 0,6/1kV","36x1+1",null,"BITNER","KMT",1,41854,"PLN",0.23,null,null,null,null,null,null,null,"n41"]
[21306,null,"GÓRNICZE","G62215","0159090007258296240G62215","YnKGSY 0,6/1kV","1x1,5+1,5",null,"BITNER","KMT",1,"oferta","PLN",0.23,null,null,null,null,null,null,null,"n41"]
[21307,null,"GÓRNICZE","G62216","0159090007258296240G62216","YnKGSY 0,6/1kV","2x1,5+1,5",null,"BITNER","KMT",1,7025,"PLN",0.23,null,null,null,null,null,null,null,"n41"]
[21308,null,"GÓRNICZE","G62217","0159090007258296240G62217","YnKGSY 0,6/1kV","3x1,5+1,5",null,"BITNER","KMT",1,8459,"PLN",0.23,null,null,null,null,null,null,null,"n41"]
[21309,null,"GÓRNICZE","G62218","0159090007258296240G62218","YnKGSY 0,6/1kV","4x1,5+1,5",null,"BITNER","KMT",1,10372,"PLN",0.23,null,null,null,null,null,null,null,"n41"]
[21310,null,"GÓRNICZE","G62219","0159090007258296240G62219","YnKGSY 0,6/1kV","6x1,5+1,5",null,"BITNER","KMT",1,13327,"PLN",0.23,null,null,null,null,null,null,null,"n41"]
[21311,null,"GÓRNICZE","G62220","0159090007258296240G62220","YnKGSY 0,6/1kV","9x1,5+1,5",null,"BITNER","KMT",1,19102,"PLN",0.23,null,null,null,null,null,null,null,"n41"]
[21312,null,"GÓRNICZE","G62221","0159090007258296240G62221","YnKGSY 0,6/1kV","11x1,5+1,5",null,"BITNER","KMT",1,"oferta","PLN",0.23,null,null,null,null,null,null,null,"n41"]
[21313,null,"GÓRNICZE","G62222","0159090007258296240G62222","YnKGSY 0,6/1kV","13x1,5+1,5",null,"BITNER","KMT",1,23597,"PLN",0.23,null,null,null,null,null,null,null,"n41"]
[21314,null,"GÓRNICZE","G62223","0159090007258296240G62223","YnKGSY 0,6/1kV","18x1,5+1,5",null,"BITNER","KMT",1,30005,"PLN",0.23,null,null,null,null,null,null,null,"n41"]
[21315,null,"GÓRNICZE","G62224","0159090007258296240G62224","YnKGSY 0,6/1kV","20x1,5+1,5",null,"BITNER","KMT",1,"oferta","PLN",0.23,null,null,null,null,null,null,null,"n41"]
[21316,null,"GÓRNICZE","G62225","0159090007258296240G62225","YnKGSY 0,6/1kV","23x1,5+1,5",null,"BITNER","KMT",1,38052,"PLN",0.23,null,null,null,null,null,null,null,"n41"]
[21317,null,"GÓRNICZE","G62226","0159090007258296240G62226","YnKGSY 0,6/1kV","26x1,5+1,5",null,"BITNER","KMT",1,"oferta","PLN",0.23,null,null,null,null,null,null,null,"n41"]
[21318,null,"GÓRNICZE","G62227","0159090007258296240G62227","YnKGSY 0,6/1kV","29x1,5+1,5",null,"BITNER","KMT",1,45838,"PLN",0.23,null,null,null,null,null,null,null,"n41"]
[21319,null,"GÓRNICZE","G62228","0159090007258296240G62228","YnKGSY 0,6/1kV","32x1,5+1,5",null,"BITNER","KMT",1,"oferta","PLN",0.23,null,null,null,null,null,null,null,"n41"]
[21320,null,"GÓRNICZE","G62229","0159090007258296240G62229","YnKGSY 0,6/1kV","36x1,5+1,5",null,"BITNER","KMT",1,54854,"PLN",0.23,null,null,null,null,null,null,null,"n41"]
[21321,null,"GÓRNICZE","G62230","0159090007258296240G62230","YnKGSY 0,6/1kV","1x2,5+2,5",null,"BITNER","KMT",1,"oferta","PLN",0.23,null,null,null,null,null,null,null,"n41"]
[21322,null,"GÓRNICZE","G62231","0159090007258296240G62231","YnKGSY 0,6/1kV","2x2,5+2,5",null,"BITNER","KMT",1,9157,"PLN",0.23,null,null,null,null,null,null,null,"n41"]
[21323,null,"GÓRNICZE","G62232","0159090007258296240G62232","YnKGSY 0,6/1kV","3x2,5+2,5",null,"BITNER","KMT",1,11253,"PLN",0.23,null,null,null,null,null,null,null,"n41"]
[21324,null,"GÓRNICZE","G62233","0159090007258296240G62233","YnKGSY 0,6/1kV","4x2,5+2,5",null,"BITNER","KMT",1,14231,"PLN",0.23,null,null,null,null,null,null,null,"n41"]
[21325,null,"GÓRNICZE","G62234","0159090007258296240G62234","YnKGSY 0,6/1kV","6x2,5+2,5",null,"BITNER","KMT",1,17479,"PLN",0.23,null,null,null,null,null,null,null,"n41"]
[21326,null,"GÓRNICZE","G62235","0159090007258296240G62235","YnKGSY 0,6/1kV","9x2,5+2,5",null,"BITNER","KMT",1,25527,"PLN",0.23,null,null,null,null,null,null,null,"n41"]
[21327,null,"GÓRNICZE","G62236","0159090007258296240G62236","YnKGSY 0,6/1kV","11x2,5+2,5",null,"BITNER","KMT",1,"oferta","PLN",0.23,null,null,null,null,null,null,null,"n41"]
[21328,null,"GÓRNICZE","G62237","0159090007258296240G62237","YnKGSY 0,6/1kV","13x2,5+2,5",null,"BITNER","KMT",1,33681,"PLN",0.23,null,null,null,null,null,null,null,"n41"]
[21329,null,"GÓRNICZE","G62238","0159090007258296240G62238","YnKGSY 0,6/1kV","18x2,5+2,5",null,"BITNER","KMT",1,42983,"PLN",0.23,null,null,null,null,null,null,null,"n41"]
[21330,null,"GÓRNICZE","G62239","0159090007258296240G62239","YnKGSY 0,6/1kV","20x2,5+2,5",null,"BITNER","KMT",1,"oferta","PLN",0.23,null,null,null,null,null,null,null,"n41"]
[21331,null,"GÓRNICZE","G62240","0159090007258296240G62240","YnKGSY 0,6/1kV","23x2,5+2,5",null,"BITNER","KMT",1,54934,"PLN",0.23,null,null,null,null,null,null,null,"n41"]
[21332,null,"GÓRNICZE","G62241","0159090007258296240G62241","YnKGSY 0,6/1kV","26x2,5+2,5",null,"BITNER","KMT",1,"oferta","PLN",0.23,null,null,null,null,null,null,null,"n41"]
[21333,null,"GÓRNICZE","G62242","0159090007258296240G62242","YnKGSY 0,6/1kV","29x2,5+2,5",null,"BITNER","KMT",1,66825,"PLN",0.23,null,null,null,null,null,null,null,"n41"]
[21334,null,"GÓRNICZE","G62243","0159090007258296240G62243","YnKGSY 0,6/1kV","32x2,5+2,5",null,"BITNER","KMT",1,"oferta","PLN",0.23,null,null,null,null,null,null,null,"n41"]
[21335,null,"GÓRNICZE","G62244","0159090007258296240G62244","YnKGSY 0,6/1kV","36x2,5+2,5",null,"BITNER","KMT",1,80477,"PLN",0.23,null,null,null,null,null,null,null,"n41"]
[21336,null,"GÓRNICZE","G62245","0159090007258296240G62245","YnKGSY 0,6/1kV","1x4+4",null,"BITNER","KMT",1,"oferta","PLN",0.23,null,null,null,null,null,null,null,"n41"]
[21337,null,"GÓRNICZE","G62246","0159090007258296240G62246","YnKGSY 0,6/1kV","2x4+4",null,"BITNER","KMT",1,12649,"PLN",0.23,null,null,null,null,null,null,null,"n41"]
[21338,null,"GÓRNICZE","G62247","0159090007258296240G62247","YnKGSY 0,6/1kV","3x4+4",null,"BITNER","KMT",1,15916,"PLN",0.23,null,null,null,null,null,null,null,"n41"]
[21339,null,"GÓRNICZE","G62248","0159090007258296240G62248","YnKGSY 0,6/1kV","4x4+4",null,"BITNER","KMT",1,20208,"PLN",0.23,null,null,null,null,null,null,null,"n41"]
[21340,null,"GÓRNICZE","G62249","0159090007258296240G62249","YnKGSY 0,6/1kV","6x4+4",null,"BITNER","KMT",1,25527,"PLN",0.23,null,null,null,null,null,null,null,"n41"]
[21341,null,"GÓRNICZE","G62250","0159090007258296240G62250","YnKGSY 0,6/1kV","9x4+4",null,"BITNER","KMT",1,37026,"PLN",0.23,null,null,null,null,null,null,null,"n41"]
[21342,null,"GÓRNICZE","G62251","0159090007258296240G62251","YnKGSY 0,6/1kV","11x4+4",null,"BITNER","KMT",1,"oferta","PLN",0.23,null,null,null,null,null,null,null,"n41"]
[21343,null,"GÓRNICZE","G62252","0159090007258296240G62252","YnKGSY 0,6/1kV","13x4+4",null,"BITNER","KMT",1,48669,"PLN",0.23,null,null,null,null,null,null,null,"n41"]
[21344,null,"GÓRNICZE","G62253","0159090007258296240G62253","YnKGSY 0,6/1kV","18x4+4",null,"BITNER","KMT",1,62902,"PLN",0.23,null,null,null,null,null,null,null,"n41"]
[21345,null,"GÓRNICZE","G62254","0159090007258296240G62254","YnKGSY 0,6/1kV","20x4+4",null,"BITNER","KMT",1,"oferta","PLN",0.23,null,null,null,null,null,null,null,"n41"]
[21346,null,"GÓRNICZE","G62255","0159090007258296240G62255","YnKGSY 0,6/1kV","23x4+4",null,"BITNER","KMT",1,80358,"PLN",0.23,null,null,null,null,null,null,null,"n41"]
[21347,null,"GÓRNICZE","G62256","0159090007258296240G62256","YnKGSY 0,6/1kV","26x4+4",null,"BITNER","KMT",1,"oferta","PLN",0.23,null,null,null,null,null,null,null,"n41"]
[21348,null,"GÓRNICZE","G62257","0159090007258296240G62257","YnKGSY 0,6/1kV","29x4+4",null,"BITNER","KMT",1,99333,"PLN",0.23,null,null,null,null,null,null,null,"n41"]
[21349,null,"GÓRNICZE","G62258","0159090007258296240G62258","YnKGSY 0,6/1kV","32x4+4",null,"BITNER","KMT",1,"oferta","PLN",0.23,null,null,null,null,null,null,null,"n41"]
[21350,null,"GÓRNICZE","G62259","0159090007258296240G62259","YnKGSY 0,6/1kV","36x4+4",null,"BITNER","KMT",1,116338,"PLN",0.23,null,null,null,null,null,null,null,"n41"]
[21351,null,"GÓRNICZE","G62260","0159090007258296240G62260","YnKGSY 0,6/1kV","1x0,75+0,75",null,"BITNER","KMT",1,"oferta","PLN",0.23,null,null,null,null,null,null,null,"n41"]
[21352,null,"GÓRNICZE","G62261","0159090007258296240G62261","YnKGSY 0,6/1kV","2x0,75+0,75",null,"BITNER","KMT",1,5112,"PLN",0.23,null,null,null,null,null,null,null,"n41"]
[21353,null,"GÓRNICZE","G62262","0159090007258296240G62262","YnKGSY 0,6/1kV","3x0,75+0,75",null,"BITNER","KMT",1,5997,"PLN",0.23,null,null,null,null,null,null,null,"n41"]
[21354,null,"GÓRNICZE","G62263","0159090007258296240G62263","YnKGSY 0,6/1kV","4x0,75+0,75",null,"BITNER","KMT",1,7312,"PLN",0.23,null,null,null,null,null,null,null,"n41"]
[21355,null,"GÓRNICZE","G62264","0159090007258296240G62264","YnKGSY 0,6/1kV","6x0,75+0,75",null,"BITNER","KMT",1,8277,"PLN",0.23,null,null,null,null,null,null,null,"n41"]
[21356,null,"GÓRNICZE","G62265","0159090007258296240G62265","YnKGSY 0,6/1kV","9x0,75+0,75",null,"BITNER","KMT",1,13350,"PLN",0.23,null,null,null,null,null,null,null,"n41"]
[21357,null,"GÓRNICZE","G62266","0159090007258296240G62266","YnKGSY 0,6/1kV","11x0,75+0,75",null,"BITNER","KMT",1,"oferta","PLN",0.23,null,null,null,null,null,null,null,"n41"]
[21358,null,"GÓRNICZE","G62267","0159090007258296240G62267","YnKGSY 0,6/1kV","13x0,75+0,75",null,"BITNER","KMT",1,15710,"PLN",0.23,null,null,null,null,null,null,null,"n41"]
[21359,null,"GÓRNICZE","G62268","0159090007258296240G62268","YnKGSY 0,6/1kV","18x0,75+0,75",null,"BITNER","KMT",1,19592,"PLN",0.23,null,null,null,null,null,null,null,"n41"]
[21360,null,"GÓRNICZE","G62269","0159090007258296240G62269","YnKGSY 0,6/1kV","20x0,75+0,75",null,"BITNER","KMT",1,"oferta","PLN",0.23,null,null,null,null,null,null,null,"n41"]
[21361,null,"GÓRNICZE","G62270","0159090007258296240G62270","YnKGSY 0,6/1kV","23x0,75+0,75",null,"BITNER","KMT",1,24583,"PLN",0.23,null,null,null,null,null,null,null,"n41"]
[21362,null,"GÓRNICZE","G62271","0159090007258296240G62271","YnKGSY 0,6/1kV","26x0,75+0,75",null,"BITNER","KMT",1,"oferta","PLN",0.23,null,null,null,null,null,null,null,"n41"]
[21363,null,"GÓRNICZE","G62272","0159090007258296240G62272","YnKGSY 0,6/1kV","29x0,75+0,75",null,"BITNER","KMT",1,29079,"PLN",0.23,null,null,null,null,null,null,null,"n41"]
[21364,null,"GÓRNICZE","G62273","0159090007258296240G62273","YnKGSY 0,6/1kV","32x0,75+0,75",null,"BITNER","KMT",1,"oferta","PLN",0.23,null,null,null,null,null,null,null,"n41"]
[21365,null,"GÓRNICZE","G62274","0159090007258296240G62274","YnKGSY 0,6/1kV","36x0,75+0,75",null,"BITNER","KMT",1,34356,"PLN",0.23,null,null,null,null,null,null,null,"n41"]
[21366,null,"GÓRNICZE","G30001","0159090007258296240G30001","YnKGSY 300/500V","1x1+1",null,"BITNER","KMT",1,"oferta","PLN",0.23,null,null,null,null,null,null,null,"n41"]
[21367,null,"GÓRNICZE","G30002","0159090007258296240G30002","YnKGSY 300/500V","2x1+1",null,"BITNER","KMT",1,"oferta","PLN",0.23,null,null,null,null,null,null,null,"n41"]
[21368,null,"GÓRNICZE","G30003","0159090007258296240G30003","YnKGSY 300/500V","3x1+1",null,"BITNER","KMT",1,"oferta","PLN",0.23,null,null,null,null,null,null,null,"n41"]
[21369,null,"GÓRNICZE","G30004","0159090007258296240G30004","YnKGSY 300/500V","4x1+1",null,"BITNER","KMT",1,7800,"PLN",0.23,null,null,null,null,null,null,null,"n41"]
[21370,null,"GÓRNICZE","G30005","0159090007258296240G30005","YnKGSY 300/500V","6x1+1",null,"BITNER","KMT",1,11283,"PLN",0.23,null,null,null,null,null,null,null,"n41"]
[21371,null,"GÓRNICZE","G30006","0159090007258296240G30006","YnKGSY 300/500V","9x1+1",null,"BITNER","KMT",1,13154,"PLN",0.23,null,null,null,null,null,null,null,"n41"]
[21372,null,"GÓRNICZE","G30007","0159090007258296240G30007","YnKGSY 300/500V","11x1+1",null,"BITNER","KMT",1,"oferta","PLN",0.23,null,null,null,null,null,null,null,"n41"]
[21373,null,"GÓRNICZE","G30008","0159090007258296240G30008","YnKGSY 300/500V","13x1+1",null,"BITNER","KMT",1,15970,"PLN",0.23,null,null,null,null,null,null,null,"n41"]
[21374,null,"GÓRNICZE","G30009","0159090007258296240G30009","YnKGSY 300/500V","18x1+1",null,"BITNER","KMT",1,20045,"PLN",0.23,null,null,null,null,null,null,null,"n41"]
[21375,null,"GÓRNICZE","G30010","0159090007258296240G30010","YnKGSY 300/500V","20x1+1",null,"BITNER","KMT",1,"oferta","PLN",0.23,null,null,null,null,null,null,null,"n41"]
[21376,null,"GÓRNICZE","G30011","0159090007258296240G30011","YnKGSY 300/500V","23x1+1",null,"BITNER","KMT",1,"oferta","PLN",0.23,null,null,null,null,null,null,null,"n41"]
[21377,null,"GÓRNICZE","G30012","0159090007258296240G30012","YnKGSY 300/500V","26x1+1",null,"BITNER","KMT",1,"oferta","PLN",0.23,null,null,null,null,null,null,null,"n41"]
[21378,null,"GÓRNICZE","G30013","0159090007258296240G30013","YnKGSY 300/500V","29x1+1",null,"BITNER","KMT",1,"oferta","PLN",0.23,null,null,null,null,null,null,null,"n41"]
[21379,null,"GÓRNICZE","G30014","0159090007258296240G30014","YnKGSY 300/500V","32x1+1",null,"BITNER","KMT",1,"oferta","PLN",0.23,null,null,null,null,null,null,null,"n41"]
[21380,null,"GÓRNICZE","G30015","0159090007258296240G30015","YnKGSY 300/500V","36x1+1",null,"BITNER","KMT",1,"oferta","PLN",0.23,null,null,null,null,null,null,null,"n41"]
[21381,null,"GÓRNICZE","G30016","0159090007258296240G30016","YnKGSY 300/500V","1x1,5+1,5",null,"BITNER","KMT",1,"oferta","PLN",0.23,null,null,null,null,null,null,null,"n41"]
[21382,null,"GÓRNICZE","G30017","0159090007258296240G30017","YnKGSY 300/500V","2x1,5+1,5",null,"BITNER","KMT",1,"oferta","PLN",0.23,null,null,null,null,null,null,null,"n41"]
[21383,null,"GÓRNICZE","G30018","0159090007258296240G30018","YnKGSY 300/500V","3x1,5+1,5",null,"BITNER","KMT",1,"oferta","PLN",0.23,null,null,null,null,null,null,null,"n41"]
[21384,null,"GÓRNICZE","G30019","0159090007258296240G30019","YnKGSY 300/500V","4x1,5+1,5",null,"BITNER","KMT",1,"oferta","PLN",0.23,null,null,null,null,null,null,null,"n41"]
[21385,null,"GÓRNICZE","G30020","0159090007258296240G30020","YnKGSY 300/500V","6x1,5+1,5",null,"BITNER","KMT",1,11283,"PLN",0.23,null,null,null,null,null,null,null,"n41"]
[21386,null,"GÓRNICZE","G30021","0159090007258296240G30021","YnKGSY 300/500V","9x1,5+1,5",null,"BITNER","KMT",1,"oferta","PLN",0.23,null,null,null,null,null,null,null,"n41"]
[21387,null,"GÓRNICZE","G30022","0159090007258296240G30022","YnKGSY 300/500V","11x1,5+1,5",null,"BITNER","KMT",1,"oferta","PLN",0.23,null,null,null,null,null,null,null,"n41"]
[21388,null,"GÓRNICZE","G30023","0159090007258296240G30023","YnKGSY 300/500V","13x1,5+1,5",null,"BITNER","KMT",1,19992,"PLN",0.23,null,null,null,null,null,null,null,"n41"]
[21389,null,"GÓRNICZE","G30024","0159090007258296240G30024","YnKGSY 300/500V","18x1,5+1,5",null,"BITNER","KMT",1,"oferta","PLN",0.23,null,null,null,null,null,null,null,"n41"]
[21390,null,"GÓRNICZE","G30025","0159090007258296240G30025","YnKGSY 300/500V","20x1,5+1,5",null,"BITNER","KMT",1,"oferta","PLN",0.23,null,null,null,null,null,null,null,"n41"]
[21391,null,"GÓRNICZE","G30026","0159090007258296240G30026","YnKGSY 300/500V","23x1,5+1,5",null,"BITNER","KMT",1,"oferta","PLN",0.23,null,null,null,null,null,null,null,"n41"]
[21392,null,"GÓRNICZE","G30027","0159090007258296240G30027","YnKGSY 300/500V","26x1,5+1,5",null,"BITNER","KMT",1,"oferta","PLN",0.23,null,null,null,null,null,null,null,"n41"]
[21393,null,"GÓRNICZE","G30028","0159090007258296240G30028","YnKGSY 300/500V","29x1,5+1,5",null,"BITNER","KMT",1,"oferta","PLN",0.23,null,null,null,null,null,null,null,"n41"]
[21394,null,"GÓRNICZE","G30029","0159090007258296240G30029","YnKGSY 300/500V","32x1,5+1,5",null,"BITNER","KMT",1,"oferta","PLN",0.23,null,null,null,null,null,null,null,"n41"]
[21395,null,"GÓRNICZE","G30030","0159090007258296240G30030","YnKGSY 300/500V","36x1,5+1,5",null,"BITNER","KMT",1,46414,"PLN",0.23,null,null,null,null,null,null,null,"n41"]
[21396,null,"GÓRNICZE","G30031","0159090007258296240G30031","YnKGSY 300/500V","1x2,5+2,5",null,"BITNER","KMT",1,"oferta","PLN",0.23,null,null,null,null,null,null,null,"n41"]
[21397,null,"GÓRNICZE","G30032","0159090007258296240G30032","YnKGSY 300/500V","2x2,5+2,5",null,"BITNER","KMT",1,"oferta","PLN",0.23,null,null,null,null,null,null,null,"n41"]
[21398,null,"GÓRNICZE","G30033","0159090007258296240G30033","YnKGSY 300/500V","3x2,5+2,5",null,"BITNER","KMT",1,"oferta","PLN",0.23,null,null,null,null,null,null,null,"n41"]
[21399,null,"GÓRNICZE","G30034","0159090007258296240G30034","YnKGSY 300/500V","4x2,5+2,5",null,"BITNER","KMT",1,"oferta","PLN",0.23,null,null,null,null,null,null,null,"n41"]
[21400,null,"GÓRNICZE","G30035","0159090007258296240G30035","YnKGSY 300/500V","6x2,5+2,5",null,"BITNER","KMT",1,"oferta","PLN",0.23,null,null,null,null,null,null,null,"n41"]
[21401,null,"GÓRNICZE","G30036","0159090007258296240G30036","YnKGSY 300/500V","9x2,5+2,5",null,"BITNER","KMT",1,"oferta","PLN",0.23,null,null,null,null,null,null,null,"n41"]
[21402,null,"GÓRNICZE","G30037","0159090007258296240G30037","YnKGSY 300/500V","11x2,5+2,5",null,"BITNER","KMT",1,"oferta","PLN",0.23,null,null,null,null,null,null,null,"n41"]
[21403,null,"GÓRNICZE","G30038","0159090007258296240G30038","YnKGSY 300/500V","13x2,5+2,5",null,"BITNER","KMT",1,"oferta","PLN",0.23,null,null,null,null,null,null,null,"n41"]
[21404,null,"GÓRNICZE","G30039","0159090007258296240G30039","YnKGSY 300/500V","18x2,5+2,5",null,"BITNER","KMT",1,"oferta","PLN",0.23,null,null,null,null,null,null,null,"n41"]
[21405,null,"GÓRNICZE","G30040","0159090007258296240G30040","YnKGSY 300/500V","20x2,5+2,5",null,"BITNER","KMT",1,"oferta","PLN",0.23,null,null,null,null,null,null,null,"n41"]
[21406,null,"GÓRNICZE","G30041","0159090007258296240G30041","YnKGSY 300/500V","23x2,5+2,5",null,"BITNER","KMT",1,"oferta","PLN",0.23,null,null,null,null,null,null,null,"n41"]
[21407,null,"GÓRNICZE","G30042","0159090007258296240G30042","YnKGSY 300/500V","26x2,5+2,5",null,"BITNER","KMT",1,"oferta","PLN",0.23,null,null,null,null,null,null,null,"n41"]
[21408,null,"GÓRNICZE","G30043","0159090007258296240G30043","YnKGSY 300/500V","29x2,5+2,5",null,"BITNER","KMT",1,"oferta","PLN",0.23,null,null,null,null,null,null,null,"n41"]
[21409,null,"GÓRNICZE","G30044","0159090007258296240G30044","YnKGSY 300/500V","32x2,5+2,5",null,"BITNER","KMT",1,"oferta","PLN",0.23,null,null,null,null,null,null,null,"n41"]
[21410,null,"GÓRNICZE","G30045","0159090007258296240G30045","YnKGSY 300/500V","36x2,5+2,5",null,"BITNER","KMT",1,"oferta","PLN",0.23,null,null,null,null,null,null,null,"n41"]
[21411,null,"GÓRNICZE","G30046","0159090007258296240G30046","YnKGSY 300/500V","1x4+4",null,"BITNER","KMT",1,"oferta","PLN",0.23,null,null,null,null,null,null,null,"n41"]
[21412,null,"GÓRNICZE","G30047","0159090007258296240G30047","YnKGSY 300/500V","2x4+4",null,"BITNER","KMT",1,"oferta","PLN",0.23,null,null,null,null,null,null,null,"n41"]
[21413,null,"GÓRNICZE","G30048","0159090007258296240G30048","YnKGSY 300/500V","3x4+4",null,"BITNER","KMT",1,"oferta","PLN",0.23,null,null,null,null,null,null,null,"n41"]
[21414,null,"GÓRNICZE","G30049","0159090007258296240G30049","YnKGSY 300/500V","4x4+4",null,"BITNER","KMT",1,"oferta","PLN",0.23,null,null,null,null,null,null,null,"n41"]
[21415,null,"GÓRNICZE","G30050","0159090007258296240G30050","YnKGSY 300/500V","6x4+4",null,"BITNER","KMT",1,"oferta","PLN",0.23,null,null,null,null,null,null,null,"n41"]
[21416,null,"GÓRNICZE","G30051","0159090007258296240G30051","YnKGSY 300/500V","9x4+4",null,"BITNER","KMT",1,"oferta","PLN",0.23,null,null,null,null,null,null,null,"n41"]
[21417,null,"GÓRNICZE","G30052","0159090007258296240G30052","YnKGSY 300/500V","11x4+4",null,"BITNER","KMT",1,"oferta","PLN",0.23,null,null,null,null,null,null,null,"n41"]
[21418,null,"GÓRNICZE","G30053","0159090007258296240G30053","YnKGSY 300/500V","13x4+4",null,"BITNER","KMT",1,"oferta","PLN",0.23,null,null,null,null,null,null,null,"n41"]
[21419,null,"GÓRNICZE","G30054","0159090007258296240G30054","YnKGSY 300/500V","18x4+4",null,"BITNER","KMT",1,"oferta","PLN",0.23,null,null,null,null,null,null,null,"n41"]
[21420,null,"GÓRNICZE","G30055","0159090007258296240G30055","YnKGSY 300/500V","20x4+4",null,"BITNER","KMT",1,"oferta","PLN",0.23,null,null,null,null,null,null,null,"n41"]
[21421,null,"GÓRNICZE","G30056","0159090007258296240G30056","YnKGSY 300/500V","23x4+4",null,"BITNER","KMT",1,"oferta","PLN",0.23,null,null,null,null,null,null,null,"n41"]
[21422,null,"GÓRNICZE","G30057","0159090007258296240G30057","YnKGSY 300/500V","26x4+4",null,"BITNER","KMT",1,"oferta","PLN",0.23,null,null,null,null,null,null,null,"n41"]
[21423,null,"GÓRNICZE","G30058","0159090007258296240G30058","YnKGSY 300/500V","29x4+4",null,"BITNER","KMT",1,"oferta","PLN",0.23,null,null,null,null,null,null,null,"n41"]
[21424,null,"GÓRNICZE","G30059","0159090007258296240G30059","YnKGSY 300/500V","32x4+4",null,"BITNER","KMT",1,"oferta","PLN",0.23,null,null,null,null,null,null,null,"n41"]
[21425,null,"GÓRNICZE","G30060","0159090007258296240G30060","YnKGSY 300/500V","36x4+4",null,"BITNER","KMT",1,"oferta","PLN",0.23,null,null,null,null,null,null,null,"n41"]
[21426,null,"GÓRNICZE","G30061","0159090007258296240G30061","YnKGSY 300/500V","1x0,75+0,75",null,"BITNER","KMT",1,"oferta","PLN",0.23,null,null,null,null,null,null,null,"n41"]
[21427,null,"GÓRNICZE","G30062","0159090007258296240G30062","YnKGSY 300/500V","2x0,75+0,75",null,"BITNER","KMT",1,"oferta","PLN",0.23,null,null,null,null,null,null,null,"n41"]
[21428,null,"GÓRNICZE","G30063","0159090007258296240G30063","YnKGSY 300/500V","3x0,75+0,75",null,"BITNER","KMT",1,"oferta","PLN",0.23,null,null,null,null,null,null,null,"n41"]
[21429,null,"GÓRNICZE","G30064","0159090007258296240G30064","YnKGSY 300/500V","4x0,75+0,75",null,"BITNER","KMT",1,"oferta","PLN",0.23,null,null,null,null,null,null,null,"n41"]
[21430,null,"GÓRNICZE","G30065","0159090007258296240G30065","YnKGSY 300/500V","6x0,75+0,75",null,"BITNER","KMT",1,"oferta","PLN",0.23,null,null,null,null,null,null,null,"n41"]
[21431,null,"GÓRNICZE","G30066","0159090007258296240G30066","YnKGSY 300/500V","9x0,75+0,75",null,"BITNER","KMT",1,"oferta","PLN",0.23,null,null,null,null,null,null,null,"n41"]
[21432,null,"GÓRNICZE","G30067","0159090007258296240G30067","YnKGSY 300/500V","11x0,75+0,75",null,"BITNER","KMT",1,"oferta","PLN",0.23,null,null,null,null,null,null,null,"n41"]
[21433,null,"GÓRNICZE","G30068","0159090007258296240G30068","YnKGSY 300/500V","13x0,75+0,75",null,"BITNER","KMT",1,"oferta","PLN",0.23,null,null,null,null,null,null,null,"n41"]
[21434,null,"GÓRNICZE","G30069","0159090007258296240G30069","YnKGSY 300/500V","18x0,75+0,75",null,"BITNER","KMT",1,"oferta","PLN",0.23,null,null,null,null,null,null,null,"n41"]
[21435,null,"GÓRNICZE","G30070","0159090007258296240G30070","YnKGSY 300/500V","20x0,75+0,75",null,"BITNER","KMT",1,"oferta","PLN",0.23,null,null,null,null,null,null,null,"n41"]
[21436,null,"GÓRNICZE","G30071","0159090007258296240G30071","YnKGSY 300/500V","23x0,75+0,75",null,"BITNER","KMT",1,"oferta","PLN",0.23,null,null,null,null,null,null,null,"n41"]
[21437,null,"GÓRNICZE","G30072","0159090007258296240G30072","YnKGSY 300/500V","26x0,75+0,75",null,"BITNER","KMT",1,"oferta","PLN",0.23,null,null,null,null,null,null,null,"n41"]
[21438,null,"GÓRNICZE","G30073","0159090007258296240G30073","YnKGSY 300/500V","29x0,75+0,75",null,"BITNER","KMT",1,"oferta","PLN",0.23,null,null,null,null,null,null,null,"n41"]
[21439,null,"GÓRNICZE","G30074","0159090007258296240G30074","YnKGSY 300/500V","32x0,75+0,75",null,"BITNER","KMT",1,"oferta","PLN",0.23,null,null,null,null,null,null,null,"n41"]
[21440,null,"GÓRNICZE","G30075","0159090007258296240G30075","YnKGSY 300/500V","36x0,75+0,75",null,"BITNER","KMT",1,"oferta","PLN",0.23,null,null,null,null,null,null,null,"n41"]
[21441,null,"GÓRNICZE","G30701","0159090007258296240G30701","YnKGSYkon 300/500V","2x1+1",null,"BITNER","KMT",1,"oferta","PLN",0.23,null,null,null,null,null,null,null,"n41"]
[21442,null,"GÓRNICZE","G30702","0159090007258296240G30702","YnKGSYkon 300/500V","3x1+1",null,"BITNER","KMT",1,"oferta","PLN",0.23,null,null,null,null,null,null,null,"n41"]
[21443,null,"GÓRNICZE","G30703","0159090007258296240G30703","YnKGSYkon 300/500V","4x1+1",null,"BITNER","KMT",1,"oferta","PLN",0.23,null,null,null,null,null,null,null,"n41"]
[21444,null,"GÓRNICZE","G30704","0159090007258296240G30704","YnKGSYkon 300/500V","6x1+1",null,"BITNER","KMT",1,"oferta","PLN",0.23,null,null,null,null,null,null,null,"n41"]
[21445,null,"GÓRNICZE","G30705","0159090007258296240G30705","YnKGSYkon 300/500V","9x1+1",null,"BITNER","KMT",1,"oferta","PLN",0.23,null,null,null,null,null,null,null,"n41"]
[21446,null,"GÓRNICZE","G30706","0159090007258296240G30706","YnKGSYkon 300/500V","11x1+1",null,"BITNER","KMT",1,"oferta","PLN",0.23,null,null,null,null,null,null,null,"n41"]
[21447,null,"GÓRNICZE","G30707","0159090007258296240G30707","YnKGSYkon 300/500V","13x1+1",null,"BITNER","KMT",1,"oferta","PLN",0.23,null,null,null,null,null,null,null,"n41"]
[21448,null,"GÓRNICZE","G30708","0159090007258296240G30708","YnKGSYkon 300/500V","18x1+1",null,"BITNER","KMT",1,"oferta","PLN",0.23,null,null,null,null,null,null,null,"n41"]
[21449,null,"GÓRNICZE","G30709","0159090007258296240G30709","YnKGSYkon 300/500V","20x1+1",null,"BITNER","KMT",1,"oferta","PLN",0.23,null,null,null,null,null,null,null,"n41"]
[21450,null,"GÓRNICZE","G30710","0159090007258296240G30710","YnKGSYkon 300/500V","23x1+1",null,"BITNER","KMT",1,"oferta","PLN",0.23,null,null,null,null,null,null,null,"n41"]
[21451,null,"GÓRNICZE","G30711","0159090007258296240G30711","YnKGSYkon 300/500V","26x1+1",null,"BITNER","KMT",1,"oferta","PLN",0.23,null,null,null,null,null,null,null,"n41"]
[21452,null,"GÓRNICZE","G30712","0159090007258296240G30712","YnKGSYkon 300/500V","29x1+1",null,"BITNER","KMT",1,"oferta","PLN",0.23,null,null,null,null,null,null,null,"n41"]
[21453,null,"GÓRNICZE","G30713","0159090007258296240G30713","YnKGSYkon 300/500V","32x1+1",null,"BITNER","KMT",1,"oferta","PLN",0.23,null,null,null,null,null,null,null,"n41"]
[21454,null,"GÓRNICZE","G30714","0159090007258296240G30714","YnKGSYkon 300/500V","36x1+1",null,"BITNER","KMT",1,"oferta","PLN",0.23,null,null,null,null,null,null,null,"n41"]
[21455,null,"GÓRNICZE","G30716","0159090007258296240G30716","YnKGSYkon 300/500V","2x1,5+1,5",null,"BITNER","KMT",1,"oferta","PLN",0.23,null,null,null,null,null,null,null,"n41"]
[21456,null,"GÓRNICZE","G30717","0159090007258296240G30717","YnKGSYkon 300/500V","3x1,5+1,5",null,"BITNER","KMT",1,"oferta","PLN",0.23,null,null,null,null,null,null,null,"n41"]
[21457,null,"GÓRNICZE","G30718","0159090007258296240G30718","YnKGSYkon 300/500V","4x1,5+1,5",null,"BITNER","KMT",1,"oferta","PLN",0.23,null,null,null,null,null,null,null,"n41"]
[21458,null,"GÓRNICZE","G30719","0159090007258296240G30719","YnKGSYkon 300/500V","6x1,5+1,5",null,"BITNER","KMT",1,"oferta","PLN",0.23,null,null,null,null,null,null,null,"n41"]
[21459,null,"GÓRNICZE","G30720","0159090007258296240G30720","YnKGSYkon 300/500V","9x1,5+1,5",null,"BITNER","KMT",1,"oferta","PLN",0.23,null,null,null,null,null,null,null,"n41"]
[21460,null,"GÓRNICZE","G30721","0159090007258296240G30721","YnKGSYkon 300/500V","11x1,5+1,5",null,"BITNER","KMT",1,"oferta","PLN",0.23,null,null,null,null,null,null,null,"n41"]
[21461,null,"GÓRNICZE","G30722","0159090007258296240G30722","YnKGSYkon 300/500V","13x1,5+1,5",null,"BITNER","KMT",1,"oferta","PLN",0.23,null,null,null,null,null,null,null,"n41"]
[21462,null,"GÓRNICZE","G30723","0159090007258296240G30723","YnKGSYkon 300/500V","18x1,5+1,5",null,"BITNER","KMT",1,"oferta","PLN",0.23,null,null,null,null,null,null,null,"n41"]
[21463,null,"GÓRNICZE","G30724","0159090007258296240G30724","YnKGSYkon 300/500V","20x1,5+1,5",null,"BITNER","KMT",1,"oferta","PLN",0.23,null,null,null,null,null,null,null,"n41"]
[21464,null,"GÓRNICZE","G30725","0159090007258296240G30725","YnKGSYkon 300/500V","23x1,5+1,5",null,"BITNER","KMT",1,"oferta","PLN",0.23,null,null,null,null,null,null,null,"n41"]
[21465,null,"GÓRNICZE","G30726","0159090007258296240G30726","YnKGSYkon 300/500V","26x1,5+1,5",null,"BITNER","KMT",1,"oferta","PLN",0.23,null,null,null,null,null,null,null,"n41"]
[21466,null,"GÓRNICZE","G30727","0159090007258296240G30727","YnKGSYkon 300/500V","29x1,5+1,5",null,"BITNER","KMT",1,"oferta","PLN",0.23,null,null,null,null,null,null,null,"n41"]
[21467,null,"GÓRNICZE","G30728","0159090007258296240G30728","YnKGSYkon 300/500V","32x1,5+1,5",null,"BITNER","KMT",1,"oferta","PLN",0.23,null,null,null,null,null,null,null,"n41"]
[21468,null,"GÓRNICZE","G30729","0159090007258296240G30729","YnKGSYkon 300/500V","36x1,5+1,5",null,"BITNER","KMT",1,"oferta","PLN",0.23,null,null,null,null,null,null,null,"n41"]
[21469,null,"GÓRNICZE","G30731","0159090007258296240G30731","YnKGSYkon 300/500V","2x2,5+2,5",null,"BITNER","KMT",1,"oferta","PLN",0.23,null,null,null,null,null,null,null,"n41"]
[21470,null,"GÓRNICZE","G30732","0159090007258296240G30732","YnKGSYkon 300/500V","3x2,5+2,5",null,"BITNER","KMT",1,"oferta","PLN",0.23,null,null,null,null,null,null,null,"n41"]
[21471,null,"GÓRNICZE","G30733","0159090007258296240G30733","YnKGSYkon 300/500V","4x2,5+2,5",null,"BITNER","KMT",1,"oferta","PLN",0.23,null,null,null,null,null,null,null,"n41"]
[21472,null,"GÓRNICZE","G30734","0159090007258296240G30734","YnKGSYkon 300/500V","6x2,5+2,5",null,"BITNER","KMT",1,"oferta","PLN",0.23,null,null,null,null,null,null,null,"n41"]
[21473,null,"GÓRNICZE","G30735","0159090007258296240G30735","YnKGSYkon 300/500V","9x2,5+2,5",null,"BITNER","KMT",1,"oferta","PLN",0.23,null,null,null,null,null,null,null,"n41"]
[21474,null,"GÓRNICZE","G30736","0159090007258296240G30736","YnKGSYkon 300/500V","11x2,5+2,5",null,"BITNER","KMT",1,"oferta","PLN",0.23,null,null,null,null,null,null,null,"n41"]
[21475,null,"GÓRNICZE","G30737","0159090007258296240G30737","YnKGSYkon 300/500V","13x2,5+2,5",null,"BITNER","KMT",1,"oferta","PLN",0.23,null,null,null,null,null,null,null,"n41"]
[21476,null,"GÓRNICZE","G30738","0159090007258296240G30738","YnKGSYkon 300/500V","18x2,5+2,5",null,"BITNER","KMT",1,"oferta","PLN",0.23,null,null,null,null,null,null,null,"n41"]
[21477,null,"GÓRNICZE","G30739","0159090007258296240G30739","YnKGSYkon 300/500V","20x2,5+2,5",null,"BITNER","KMT",1,"oferta","PLN",0.23,null,null,null,null,null,null,null,"n41"]
[21478,null,"GÓRNICZE","G30740","0159090007258296240G30740","YnKGSYkon 300/500V","23x2,5+2,5",null,"BITNER","KMT",1,"oferta","PLN",0.23,null,null,null,null,null,null,null,"n41"]
[21479,null,"GÓRNICZE","G30741","0159090007258296240G30741","YnKGSYkon 300/500V","26x2,5+2,5",null,"BITNER","KMT",1,"oferta","PLN",0.23,null,null,null,null,null,null,null,"n41"]
[21480,null,"GÓRNICZE","G30742","0159090007258296240G30742","YnKGSYkon 300/500V","29x2,5+2,5",null,"BITNER","KMT",1,"oferta","PLN",0.23,null,null,null,null,null,null,null,"n41"]
[21481,null,"GÓRNICZE","G30743","0159090007258296240G30743","YnKGSYkon 300/500V","32x2,5+2,5",null,"BITNER","KMT",1,"oferta","PLN",0.23,null,null,null,null,null,null,null,"n41"]
[21482,null,"GÓRNICZE","G30744","0159090007258296240G30744","YnKGSYkon 300/500V","36x2,5+2,5",null,"BITNER","KMT",1,"oferta","PLN",0.23,null,null,null,null,null,null,null,"n41"]
[21483,null,"GÓRNICZE","G30746","0159090007258296240G30746","YnKGSYkon 300/500V","2x4+4",null,"BITNER","KMT",1,"oferta","PLN",0.23,null,null,null,null,null,null,null,"n41"]
[21484,null,"GÓRNICZE","G30747","0159090007258296240G30747","YnKGSYkon 300/500V","3x4+4",null,"BITNER","KMT",1,"oferta","PLN",0.23,null,null,null,null,null,null,null,"n41"]
[21485,null,"GÓRNICZE","G30748","0159090007258296240G30748","YnKGSYkon 300/500V","4x4+4",null,"BITNER","KMT",1,"oferta","PLN",0.23,null,null,null,null,null,null,null,"n41"]
[21486,null,"GÓRNICZE","G30749","0159090007258296240G30749","YnKGSYkon 300/500V","6x4+4",null,"BITNER","KMT",1,"oferta","PLN",0.23,null,null,null,null,null,null,null,"n41"]
[21487,null,"GÓRNICZE","G30750","0159090007258296240G30750","YnKGSYkon 300/500V","9x4+4",null,"BITNER","KMT",1,"oferta","PLN",0.23,null,null,null,null,null,null,null,"n41"]
[21488,null,"GÓRNICZE","G30751","0159090007258296240G30751","YnKGSYkon 300/500V","11x4+4",null,"BITNER","KMT",1,"oferta","PLN",0.23,null,null,null,null,null,null,null,"n41"]
[21489,null,"GÓRNICZE","G30752","0159090007258296240G30752","YnKGSYkon 300/500V","13x4+4",null,"BITNER","KMT",1,"oferta","PLN",0.23,null,null,null,null,null,null,null,"n41"]
[21490,null,"GÓRNICZE","G30753","0159090007258296240G30753","YnKGSYkon 300/500V","18x4+4",null,"BITNER","KMT",1,"oferta","PLN",0.23,null,null,null,null,null,null,null,"n41"]
[21491,null,"GÓRNICZE","G30754","0159090007258296240G30754","YnKGSYkon 300/500V","20x4+4",null,"BITNER","KMT",1,"oferta","PLN",0.23,null,null,null,null,null,null,null,"n41"]
[21492,null,"GÓRNICZE","G30755","0159090007258296240G30755","YnKGSYkon 300/500V","23x4+4",null,"BITNER","KMT",1,"oferta","PLN",0.23,null,null,null,null,null,null,null,"n41"]
[21493,null,"GÓRNICZE","G30756","0159090007258296240G30756","YnKGSYkon 300/500V","26x4+4",null,"BITNER","KMT",1,"oferta","PLN",0.23,null,null,null,null,null,null,null,"n41"]
[21494,null,"GÓRNICZE","G30757","0159090007258296240G30757","YnKGSYkon 300/500V","29x4+4",null,"BITNER","KMT",1,"oferta","PLN",0.23,null,null,null,null,null,null,null,"n41"]
[21495,null,"GÓRNICZE","G30758","0159090007258296240G30758","YnKGSYkon 300/500V","32x4+4",null,"BITNER","KMT",1,"oferta","PLN",0.23,null,null,null,null,null,null,null,"n41"]
[21496,null,"GÓRNICZE","G30759","0159090007258296240G30759","YnKGSYkon 300/500V","36x4+4",null,"BITNER","KMT",1,"oferta","PLN",0.23,null,null,null,null,null,null,null,"n41"]
[21497,null,"GÓRNICZE","GP0300","0159090007258296240GP0300","YnKGY-żo 0,6/1kV","3x1,5",null,"BITNER","KMT",1,7060,"PLN",0.23,null,null,null,null,null,null,null,"n41"]
[21498,null,"GÓRNICZE","GP0301","0159090007258296240GP0301","YnKGY-żo 0,6/1kV","4x1,5",null,"BITNER","KMT",1,8573,"PLN",0.23,null,null,null,null,null,null,null,"n41"]
[21499,null,"GÓRNICZE","GP0302","0159090007258296240GP0302","YnKGY-żo 0,6/1kV","5x1,5",null,"BITNER","KMT",1,10431,"PLN",0.23,null,null,null,null,null,null,null,"n41"]
[21500,null,"GÓRNICZE","GP0303","0159090007258296240GP0303","YnKGY-żo 0,6/1kV","3x2,5",null,"BITNER","KMT",1,9203,"PLN",0.23,null,null,null,null,null,null,null,"n41"]
[21501,null,"GÓRNICZE","GP0304","0159090007258296240GP0304","YnKGY-żo 0,6/1kV","4x2,5",null,"BITNER","KMT",1,11324,"PLN",0.23,null,null,null,null,null,null,null,"n41"]
[21502,null,"GÓRNICZE","GP0305","0159090007258296240GP0305","YnKGY-żo 0,6/1kV","5x2,5",null,"BITNER","KMT",1,14276,"PLN",0.23,null,null,null,null,null,null,null,"n41"]
[21503,null,"GÓRNICZE","GP0306","0159090007258296240GP0306","YnKGY-żo 0,6/1kV","3x4",null,"BITNER","KMT",1,12717,"PLN",0.23,null,null,null,null,null,null,null,"n41"]
[21504,null,"GÓRNICZE","GP0307","0159090007258296240GP0307","YnKGY-żo 0,6/1kV","4x4",null,"BITNER","KMT",1,16015,"PLN",0.23,null,null,null,null,null,null,null,"n41"]
[21505,null,"GÓRNICZE","GP0308","0159090007258296240GP0308","YnKGY-żo 0,6/1kV","5x4",null,"BITNER","KMT",1,20302,"PLN",0.23,null,null,null,null,null,null,null,"n41"]
[21506,null,"GÓRNICZE","GP0309","0159090007258296240GP0309","YnKGY-żo 0,6/1kV","3x6",null,"BITNER","KMT",1,"oferta","PLN",0.23,null,null,null,null,null,null,null,"n41"]
[21507,null,"GÓRNICZE","GP0310","0159090007258296240GP0310","YnKGY-żo 0,6/1kV","4x6",null,"BITNER","KMT",1,19182,"PLN",0.23,null,null,null,null,null,null,null,"n41"]
[21508,null,"GÓRNICZE","GP0311","0159090007258296240GP0311","YnKGY-żo 0,6/1kV","5x6",null,"BITNER","KMT",1,24374,"PLN",0.23,null,null,null,null,null,null,null,"n41"]
[21509,null,"GÓRNICZE","GP0312","0159090007258296240GP0312","YnKGY-żo 0,6/1kV","3x10",null,"BITNER","KMT",1,"oferta","PLN",0.23,null,null,null,null,null,null,null,"n41"]
[21510,null,"GÓRNICZE","GP0313","0159090007258296240GP0313","YnKGY-żo 0,6/1kV","4x10",null,"BITNER","KMT",1,"oferta","PLN",0.23,null,null,null,null,null,null,null,"n41"]
[21511,null,"GÓRNICZE","GP0314","0159090007258296240GP0314","YnKGY-żo 0,6/1kV","5x10",null,"BITNER","KMT",1,"oferta","PLN",0.23,null,null,null,null,null,null,null,"n41"]
[21512,null,"GÓRNICZE","GP0001","0159090007258296240GP0001","YnOGY  0,6/1kV","3x2,5+2,5",null,"BITNER","KMT",1,12679,"PLN",0.23,null,null,null,null,null,null,null,"n41"]
[21513,null,"GÓRNICZE","GP0002","0159090007258296240GP0002","YnOGY  0,6/1kV","3x4+4",null,"BITNER","KMT",1,20486,"PLN",0.23,null,null,null,null,null,null,null,"n41"]
[21514,null,"GÓRNICZE","GP0003","0159090007258296240GP0003","YnOGY  0,6/1kV","3x6+6",null,"BITNER","KMT",1,30703,"PLN",0.23,null,null,null,null,null,null,null,"n41"]
[21515,null,"GÓRNICZE","GP0004","0159090007258296240GP0004","YnOGY  0,6/1kV","3x10+10",null,"BITNER","KMT",1,42566,"PLN",0.23,null,null,null,null,null,null,null,"n41"]
[21516,null,"GÓRNICZE","GP0005","0159090007258296240GP0005","YnOGY  0,6/1kV","3x16+16",null,"BITNER","KMT",1,55352,"PLN",0.23,null,null,null,null,null,null,null,"n41"]
[21517,null,"GÓRNICZE","GP0006","0159090007258296240GP0006","YnOGY  0,6/1kV","3x25+16",null,"BITNER","KMT",1,89077,"PLN",0.23,null,null,null,null,null,null,null,"n41"]
[21518,null,"GÓRNICZE","GP0007","0159090007258296240GP0007","YnOGY  0,6/1kV","3x35+16",null,"BITNER","KMT",1,112859,"PLN",0.23,null,null,null,null,null,null,null,"n41"]
[21519,null,"GÓRNICZE","GP0008","0159090007258296240GP0008","YnOGY  0,6/1kV","3x50+25",null,"BITNER","KMT",1,133582,"PLN",0.23,null,null,null,null,null,null,null,"n41"]
[21520,null,"GÓRNICZE","GP0009","0159090007258296240GP0009","YnOGY  0,6/1kV","3x70+25",null,"BITNER","KMT",1,208274,"PLN",0.23,null,null,null,null,null,null,null,"n41"]
[21521,null,"GÓRNICZE","GP0010","0159090007258296240GP0010","YnOGY  0,6/1kV","3x95+25",null,"BITNER","KMT",1,260048,"PLN",0.23,null,null,null,null,null,null,null,"n41"]
[21522,null,"GÓRNICZE","GP0011","0159090007258296240GP0011","YnOGY  0,6/1kV","3x120+25",null,"BITNER","KMT",1,312143,"PLN",0.23,null,null,null,null,null,null,null,"n41"]
[21523,null,"GÓRNICZE","GP0012","0159090007258296240GP0012","YnOGY  0,6/1kV","3x2,5+2,5+2,5",null,"BITNER","KMT",1,23913,"PLN",0.23,null,null,null,null,null,null,null,"n41"]
[21524,null,"GÓRNICZE","GP0013","0159090007258296240GP0013","YnOGY  0,6/1kV","3x4+4+4",null,"BITNER","KMT",1,30513,"PLN",0.23,null,null,null,null,null,null,null,"n41"]
[21525,null,"GÓRNICZE","GP0014","0159090007258296240GP0014","YnOGY  0,6/1kV","3x6+6+4",null,"BITNER","KMT",1,36916,"PLN",0.23,null,null,null,null,null,null,null,"n41"]
[21526,null,"GÓRNICZE","GP0015","0159090007258296240GP0015","YnOGY  0,6/1kV","3x10+10+6",null,"BITNER","KMT",1,"oferta","PLN",0.23,null,null,null,null,null,null,null,"n41"]
[21527,null,"GÓRNICZE","GP0016","0159090007258296240GP0016","YnOGY  0,6/1kV","3x4+4+3x4",null,"BITNER","KMT",1,"oferta","PLN",0.23,null,null,null,null,null,null,null,"n41"]
[21528,null,"GÓRNICZE","GP0017","0159090007258296240GP0017","YnOGY  0,6/1kV","3x6+6+3x6",null,"BITNER","KMT",1,"oferta","PLN",0.23,null,null,null,null,null,null,null,"n41"]
[21529,null,"GÓRNICZE","GP0018","0159090007258296240GP0018","YnOGY  0,6/1kV","3x25+16+3x2,5",null,"BITNER","KMT",1,"oferta","PLN",0.23,null,null,null,null,null,null,null,"n41"]
[21530,null,"GÓRNICZE","GP0019","0159090007258296240GP0019","YnOGY  0,6/1kV","3x35+16+3x2,5",null,"BITNER","KMT",1,"oferta","PLN",0.23,null,null,null,null,null,null,null,"n41"]
[21531,null,"GÓRNICZE","GP0100","0159090007258296240GP0100","YnOGYek 0,6/1kV","3x2,5+2,5+2,5",null,"BITNER","KMT",1,37130,"PLN",0.23,null,null,null,null,null,null,null,"n41"]
[21532,null,"GÓRNICZE","GP0101","0159090007258296240GP0101","YnOGYek 0,6/1kV","3x4+4+4",null,"BITNER","KMT",1,"oferta","PLN",0.23,null,null,null,null,null,null,null,"n41"]
[21533,null,"GÓRNICZE","GP0102","0159090007258296240GP0102","YnOGYek 0,6/1kV","3x6+6+4",null,"BITNER","KMT",1,53499,"PLN",0.23,null,null,null,null,null,null,null,"n41"]
[21534,null,"GÓRNICZE","GP0103","0159090007258296240GP0103","YnOGYek 0,6/1kV","3x10+10+6",null,"BITNER","KMT",1,"oferta","PLN",0.23,null,null,null,null,null,null,null,"n41"]
[21535,null,"GÓRNICZE","GP0200","0159090007258296240GP0200","YnOGYekm 0,6/1kV","3x2,5+2,5+2,5",null,"BITNER","KMT",1,37130,"PLN",0.23,null,null,null,null,null,null,null,"n41"]
[21536,null,"GÓRNICZE","GP0201","0159090007258296240GP0201","YnOGYekm 0,6/1kV","3x4+4+4",null,"BITNER","KMT",1,41051,"PLN",0.23,null,null,null,null,null,null,null,"n41"]
[21537,null,"GÓRNICZE","GP0202","0159090007258296240GP0202","YnOGYekm 0,6/1kV","3x6+6+4",null,"BITNER","KMT",1,"oferta","PLN",0.23,null,null,null,null,null,null,null,"n41"]
[21538,null,"GÓRNICZE","GP0203","0159090007258296240GP0203","YnOGYekm 0,6/1kV","3x10+10+6",null,"BITNER","KMT",1,72700,"PLN",0.23,null,null,null,null,null,null,null,"n41"]
[21539,null,"GÓRNICZE","GP0204","0159090007258296240GP0204","YnOGYekm 0,6/1kV","3x16+16+3x1,5",null,"BITNER","KMT",1,"oferta","PLN",0.23,null,null,null,null,null,null,null,"n41"]
[21540,null,"GÓRNICZE","GP0205","0159090007258296240GP0205","YnOGYekm 0,6/1kV","3x25+16+3x2,5",null,"BITNER","KMT",1,"oferta","PLN",0.23,null,null,null,null,null,null,null,"n41"]
[21541,null,"GÓRNICZE","GP0206","0159090007258296240GP0206","YnOGYekm 0,6/1kV","3x35+16+3x2,5",null,"BITNER","KMT",1,"oferta","PLN",0.23,null,null,null,null,null,null,null,"n41"]
[21542,null,"GÓRNICZE","GP0207","0159090007258296240GP0207","YnOGYekm 0,6/1kV","3x50+25+3x4",null,"BITNER","KMT",1,"oferta","PLN",0.23,null,null,null,null,null,null,null,"n41"]
[21543,null,"GÓRNICZE","GP0208","0159090007258296240GP0208","YnOGYekm 0,6/1kV","3x70+35+3x4",null,"BITNER","KMT",1,"oferta","PLN",0.23,null,null,null,null,null,null,null,"n41"]
[21544,null,"GÓRNICZE","GP0213","0159090007258296240GP0213","YnOGYekm 0,6/1kV","3x96+35+3x4",null,"BITNER","KMT",1,"oferta","PLN",0.23,null,null,null,null,null,null,null,"n41"]
[21545,null,"GÓRNICZE","GP0214","0159090007258296240GP0214","YnOGYekm 0,6/1kV","3x120+50+3x4",null,"BITNER","KMT",1,"oferta","PLN",0.23,null,null,null,null,null,null,null,"n41"]
[21546,null,"GÓRNICZE","GG33100","0159090007258296240GG33100","YnStYekżi-G(żo)","2x1",null,"BITNER","KMT",1,"oferta","PLN",0.23,null,null,null,null,null,null,null,"n41"]
[21547,null,"GÓRNICZE","GG33101","0159090007258296240GG33101","YnStYekżi-G(żo)","2x1,5",null,"BITNER","KMT",1,"oferta","PLN",0.23,null,null,null,null,null,null,null,"n41"]
[21548,null,"GÓRNICZE","GG33102","0159090007258296240GG33102","YnStYekżi-G(żo)","2x2,5",null,"BITNER","KMT",1,"oferta","PLN",0.23,null,null,null,null,null,null,null,"n41"]
[21549,null,"GÓRNICZE","GG33103","0159090007258296240GG33103","YnStYekżi-G(żo)","2x4",null,"BITNER","KMT",1,"oferta","PLN",0.23,null,null,null,null,null,null,null,"n41"]
[21550,null,"GÓRNICZE","GG33104","0159090007258296240GG33104","YnStYekżi-G(żo)","3x1",null,"BITNER","KMT",1,"oferta","PLN",0.23,null,null,null,null,null,null,null,"n41"]
[21551,null,"GÓRNICZE","GG33105","0159090007258296240GG33105","YnStYekżi-G(żo)","3x1,5",null,"BITNER","KMT",1,"oferta","PLN",0.23,null,null,null,null,null,null,null,"n41"]
[21552,null,"GÓRNICZE","GG33106","0159090007258296240GG33106","YnStYekżi-G(żo)","3x2,5",null,"BITNER","KMT",1,"oferta","PLN",0.23,null,null,null,null,null,null,null,"n41"]
[21553,null,"GÓRNICZE","GG33107","0159090007258296240GG33107","YnStYekżi-G(żo)","3x4",null,"BITNER","KMT",1,"oferta","PLN",0.23,null,null,null,null,null,null,null,"n41"]
[21554,null,"GÓRNICZE","GG33108","0159090007258296240GG33108","YnStYekżi-G(żo)","4x1",null,"BITNER","KMT",1,"oferta","PLN",0.23,null,null,null,null,null,null,null,"n41"]
[21555,null,"GÓRNICZE","GG33109","0159090007258296240GG33109","YnStYekżi-G(żo)","4x1,5",null,"BITNER","KMT",1,"oferta","PLN",0.23,null,null,null,null,null,null,null,"n41"]
[21556,null,"GÓRNICZE","GG33110","0159090007258296240GG33110","YnStYekżi-G(żo)","4x2,5",null,"BITNER","KMT",1,"oferta","PLN",0.23,null,null,null,null,null,null,null,"n41"]
[21557,null,"GÓRNICZE","GG33111","0159090007258296240GG33111","YnStYekżi-G(żo)","4x4",null,"BITNER","KMT",1,"oferta","PLN",0.23,null,null,null,null,null,null,null,"n41"]
[21558,null,"GÓRNICZE","GG33112","0159090007258296240GG33112","YnStYekżi-G(żo)","5x1",null,"BITNER","KMT",1,"oferta","PLN",0.23,null,null,null,null,null,null,null,"n41"]
[21559,null,"GÓRNICZE","GG33113","0159090007258296240GG33113","YnStYekżi-G(żo)","5x1,5",null,"BITNER","KMT",1,"oferta","PLN",0.23,null,null,null,null,null,null,null,"n41"]
[21560,null,"GÓRNICZE","GG33114","0159090007258296240GG33114","YnStYekżi-G(żo)","5x2,5",null,"BITNER","KMT",1,"oferta","PLN",0.23,null,null,null,null,null,null,null,"n41"]
[21561,null,"GÓRNICZE","GG33115","0159090007258296240GG33115","YnStYekżi-G(żo)","5x4",null,"BITNER","KMT",1,"oferta","PLN",0.23,null,null,null,null,null,null,null,"n41"]
[21562,null,"GÓRNICZE","GG33116","0159090007258296240GG33116","YnStYekżi-G(żo)","7x1",null,"BITNER","KMT",1,"oferta","PLN",0.23,null,null,null,null,null,null,null,"n41"]
[21563,null,"GÓRNICZE","GG33117","0159090007258296240GG33117","YnStYekżi-G(żo)","7x1,5",null,"BITNER","KMT",1,"oferta","PLN",0.23,null,null,null,null,null,null,null,"n41"]
[21564,null,"GÓRNICZE","GG33118","0159090007258296240GG33118","YnStYekżi-G(żo)","7x2,5",null,"BITNER","KMT",1,"oferta","PLN",0.23,null,null,null,null,null,null,null,"n41"]
[21565,null,"GÓRNICZE","GG33119","0159090007258296240GG33119","YnStYekżi-G(żo)","7x4",null,"BITNER","KMT",1,"oferta","PLN",0.23,null,null,null,null,null,null,null,"n41"]
[21566,null,"GÓRNICZE","GG33120","0159090007258296240GG33120","YnStYekżi-G(żo)","10x1",null,"BITNER","KMT",1,"oferta","PLN",0.23,null,null,null,null,null,null,null,"n41"]
[21567,null,"GÓRNICZE","GG33121","0159090007258296240GG33121","YnStYekżi-G(żo)","10x1,5",null,"BITNER","KMT",1,"oferta","PLN",0.23,null,null,null,null,null,null,null,"n41"]
[21568,null,"GÓRNICZE","GG33122","0159090007258296240GG33122","YnStYekżi-G(żo)","10x2,5",null,"BITNER","KMT",1,"oferta","PLN",0.23,null,null,null,null,null,null,null,"n41"]
[21569,null,"GÓRNICZE","GG33123","0159090007258296240GG33123","YnStYekżi-G(żo)","10x4",null,"BITNER","KMT",1,"oferta","PLN",0.23,null,null,null,null,null,null,null,"n41"]
[21570,null,"GÓRNICZE","GG33124","0159090007258296240GG33124","YnStYekżi-G(żo)","12x1",null,"BITNER","KMT",1,"oferta","PLN",0.23,null,null,null,null,null,null,null,"n41"]
[21571,null,"GÓRNICZE","GG33125","0159090007258296240GG33125","YnStYekżi-G(żo)","12x1,5",null,"BITNER","KMT",1,"oferta","PLN",0.23,null,null,null,null,null,null,null,"n41"]
[21572,null,"GÓRNICZE","GG33126","0159090007258296240GG33126","YnStYekżi-G(żo)","12x2,5",null,"BITNER","KMT",1,"oferta","PLN",0.23,null,null,null,null,null,null,null,"n41"]
[21573,null,"GÓRNICZE","GG33127","0159090007258296240GG33127","YnStYekżi-G(żo)","12x4",null,"BITNER","KMT",1,"oferta","PLN",0.23,null,null,null,null,null,null,null,"n41"]
[21574,null,"GÓRNICZE","GG33128","0159090007258296240GG33128","YnStYekżi-G(żo)","14x1",null,"BITNER","KMT",1,"oferta","PLN",0.23,null,null,null,null,null,null,null,"n41"]
[21575,null,"GÓRNICZE","GG33129","0159090007258296240GG33129","YnStYekżi-G(żo)","14x1,5",null,"BITNER","KMT",1,"oferta","PLN",0.23,null,null,null,null,null,null,null,"n41"]
[21576,null,"GÓRNICZE","GG33130","0159090007258296240GG33130","YnStYekżi-G(żo)","14x2,5",null,"BITNER","KMT",1,"oferta","PLN",0.23,null,null,null,null,null,null,null,"n41"]
[21577,null,"GÓRNICZE","GG33131","0159090007258296240GG33131","YnStYekżi-G(żo)","14x4",null,"BITNER","KMT",1,"oferta","PLN",0.23,null,null,null,null,null,null,null,"n41"]
[21578,null,"GÓRNICZE","GG33132","0159090007258296240GG33132","YnStYekżi-G(żo)","19x1",null,"BITNER","KMT",1,"oferta","PLN",0.23,null,null,null,null,null,null,null,"n41"]
[21579,null,"GÓRNICZE","GG33133","0159090007258296240GG33133","YnStYekżi-G(żo)","19x1,5",null,"BITNER","KMT",1,"oferta","PLN",0.23,null,null,null,null,null,null,null,"n41"]
[21580,null,"GÓRNICZE","GG33134","0159090007258296240GG33134","YnStYekżi-G(żo)","19x2,5",null,"BITNER","KMT",1,"oferta","PLN",0.23,null,null,null,null,null,null,null,"n41"]
[21581,null,"GÓRNICZE","GG33135","0159090007258296240GG33135","YnStYekżi-G(żo)","19x4",null,"BITNER","KMT",1,"oferta","PLN",0.23,null,null,null,null,null,null,null,"n41"]
[21582,null,"GÓRNICZE","GG33136","0159090007258296240GG33136","YnStYekżi-G(żo)","21x1",null,"BITNER","KMT",1,"oferta","PLN",0.23,null,null,null,null,null,null,null,"n41"]
[21583,null,"GÓRNICZE","GG33137","0159090007258296240GG33137","YnStYekżi-G(żo)","21x1,5",null,"BITNER","KMT",1,"oferta","PLN",0.23,null,null,null,null,null,null,null,"n41"]
[21584,null,"GÓRNICZE","GG33138","0159090007258296240GG33138","YnStYekżi-G(żo)","21x2,5",null,"BITNER","KMT",1,"oferta","PLN",0.23,null,null,null,null,null,null,null,"n41"]
[21585,null,"GÓRNICZE","GG33139","0159090007258296240GG33139","YnStYekżi-G(żo)","21x4",null,"BITNER","KMT",1,"oferta","PLN",0.23,null,null,null,null,null,null,null,"n41"]
[21586,null,"GÓRNICZE","GG33140","0159090007258296240GG33140","YnStYekżi-G(żo)","24x1",null,"BITNER","KMT",1,"oferta","PLN",0.23,null,null,null,null,null,null,null,"n41"]
[21587,null,"GÓRNICZE","GG33141","0159090007258296240GG33141","YnStYekżi-G(żo)","24x1,5",null,"BITNER","KMT",1,"oferta","PLN",0.23,null,null,null,null,null,null,null,"n41"]
[21588,null,"GÓRNICZE","GG33142","0159090007258296240GG33142","YnStYekżi-G(żo)","24x2,5",null,"BITNER","KMT",1,"oferta","PLN",0.23,null,null,null,null,null,null,null,"n41"]
[21589,null,"GÓRNICZE","GG33143","0159090007258296240GG33143","YnStYekżi-G(żo)","24x4",null,"BITNER","KMT",1,"oferta","PLN",0.23,null,null,null,null,null,null,null,"n41"]
[21590,null,"GÓRNICZE","GG33144","0159090007258296240GG33144","YnStYekżi-G(żo)","27x1",null,"BITNER","KMT",1,"oferta","PLN",0.23,null,null,null,null,null,null,null,"n41"]
[21591,null,"GÓRNICZE","GG33145","0159090007258296240GG33145","YnStYekżi-G(żo)","27x1,5",null,"BITNER","KMT",1,"oferta","PLN",0.23,null,null,null,null,null,null,null,"n41"]
[21592,null,"GÓRNICZE","GG33146","0159090007258296240GG33146","YnStYekżi-G(żo)","27x2,5",null,"BITNER","KMT",1,"oferta","PLN",0.23,null,null,null,null,null,null,null,"n41"]
[21593,null,"GÓRNICZE","GG33147","0159090007258296240GG33147","YnStYekżi-G(żo)","27x4",null,"BITNER","KMT",1,"oferta","PLN",0.23,null,null,null,null,null,null,null,"n41"]
[21594,null,"GÓRNICZE","GG33148","0159090007258296240GG33148","YnStYekżi-G(żo)","30x1",null,"BITNER","KMT",1,"oferta","PLN",0.23,null,null,null,null,null,null,null,"n41"]
[21595,null,"GÓRNICZE","GG33149","0159090007258296240GG33149","YnStYekżi-G(żo)","30x1,5",null,"BITNER","KMT",1,"oferta","PLN",0.23,null,null,null,null,null,null,null,"n41"]
[21596,null,"GÓRNICZE","GG33150","0159090007258296240GG33150","YnStYekżi-G(żo)","30x2,5",null,"BITNER","KMT",1,"oferta","PLN",0.23,null,null,null,null,null,null,null,"n41"]
[21597,null,"GÓRNICZE","GG33151","0159090007258296240GG33151","YnStYekżi-G(żo)","30x4",null,"BITNER","KMT",1,"oferta","PLN",0.23,null,null,null,null,null,null,null,"n41"]
[21598,null,"GÓRNICZE","GG33152","0159090007258296240GG33152","YnStYekżi-G(żo)","33x1",null,"BITNER","KMT",1,"oferta","PLN",0.23,null,null,null,null,null,null,null,"n41"]
[21599,null,"GÓRNICZE","GG33153","0159090007258296240GG33153","YnStYekżi-G(żo)","33x1,5",null,"BITNER","KMT",1,"oferta","PLN",0.23,null,null,null,null,null,null,null,"n41"]
[21600,null,"GÓRNICZE","GG33154","0159090007258296240GG33154","YnStYekżi-G(żo)","33x2,5",null,"BITNER","KMT",1,"oferta","PLN",0.23,null,null,null,null,null,null,null,"n41"]
[21601,null,"GÓRNICZE","GG33155","0159090007258296240GG33155","YnStYekżi-G(żo)","33x4",null,"BITNER","KMT",1,"oferta","PLN",0.23,null,null,null,null,null,null,null,"n41"]
[21602,null,"GÓRNICZE","GG33156","0159090007258296240GG33156","YnStYekżi-G(żo)","37x1",null,"BITNER","KMT",1,"oferta","PLN",0.23,null,null,null,null,null,null,null,"n41"]
[21603,null,"GÓRNICZE","GG33157","0159090007258296240GG33157","YnStYekżi-G(żo)","37x1,5",null,"BITNER","KMT",1,"oferta","PLN",0.23,null,null,null,null,null,null,null,"n41"]
[21604,null,"GÓRNICZE","GG33158","0159090007258296240GG33158","YnStYekżi-G(żo)","37x2,5",null,"BITNER","KMT",1,"oferta","PLN",0.23,null,null,null,null,null,null,null,"n41"]
[21605,null,"GÓRNICZE","GG33159","0159090007258296240GG33159","YnStYekżi-G(żo)","37x4",null,"BITNER","KMT",1,"oferta","PLN",0.23,null,null,null,null,null,null,null,"n41"]
[21606,null,"GÓRNICZE","G32900","0159090007258296240G32900","YnStY-Gżo 300/500V","2x1",null,"BITNER","KMT",1,"oferta","PLN",0.23,null,null,null,null,null,null,null,"n41"]
[21607,null,"GÓRNICZE","G32901","0159090007258296240G32901","YnStY-Gżo 300/500V","3x1",null,"BITNER","KMT",1,3514,"PLN",0.23,null,null,null,null,null,null,null,"n41"]
[21608,null,"GÓRNICZE","G32902","0159090007258296240G32902","YnStY-Gżo 300/500V","4x1",null,"BITNER","KMT",1,4293,"PLN",0.23,null,null,null,null,null,null,null,"n41"]
[21609,null,"GÓRNICZE","G32903","0159090007258296240G32903","YnStY-Gżo 300/500V","5x1",null,"BITNER","KMT",1,5729,"PLN",0.23,null,null,null,null,null,null,null,"n41"]
[21610,null,"GÓRNICZE","G32904","0159090007258296240G32904","YnStY-Gżo 300/500V","7x1",null,"BITNER","KMT",1,7199,"PLN",0.23,null,null,null,null,null,null,null,"n41"]
[21611,null,"GÓRNICZE","G32905","0159090007258296240G32905","YnStY-Gżo 300/500V","12x1",null,"BITNER","KMT",1,"oferta","PLN",0.23,null,null,null,null,null,null,null,"n41"]
[21612,null,"GÓRNICZE","G32906","0159090007258296240G32906","YnStY-Gżo 300/500V","14x1",null,"BITNER","KMT",1,13388,"PLN",0.23,null,null,null,null,null,null,null,"n41"]
[21613,null,"GÓRNICZE","G32908","0159090007258296240G32908","YnStY-Gżo 300/500V","18x1",null,"BITNER","KMT",1,"oferta","PLN",0.23,null,null,null,null,null,null,null,"n41"]
[21614,null,"GÓRNICZE","G32910","0159090007258296240G32910","YnStY-Gżo 300/500V","25x1",null,"BITNER","KMT",1,24847,"PLN",0.23,null,null,null,null,null,null,null,"n41"]
[21615,null,"GÓRNICZE","G32911","0159090007258296240G32911","YnStY-Gżo 300/500V","2x1,5",null,"BITNER","KMT",1,"oferta","PLN",0.23,null,null,null,null,null,null,null,"n41"]
[21616,null,"GÓRNICZE","G32912","0159090007258296240G32912","YnStY-Gżo 300/500V","3x1,5",null,"BITNER","KMT",1,4353,"PLN",0.23,null,null,null,null,null,null,null,"n41"]
[21617,null,"GÓRNICZE","G32913","0159090007258296240G32913","YnStY-Gżo 300/500V","4x1,5",null,"BITNER","KMT",1,5931,"PLN",0.23,null,null,null,null,null,null,null,"n41"]
[21618,null,"GÓRNICZE","G32914","0159090007258296240G32914","YnStY-Gżo 300/500V","5x1,5",null,"BITNER","KMT",1,7230,"PLN",0.23,null,null,null,null,null,null,null,"n41"]
[21619,null,"GÓRNICZE","G32915","0159090007258296240G32915","YnStY-Gżo 300/500V","7x1,5",null,"BITNER","KMT",1,9407,"PLN",0.23,null,null,null,null,null,null,null,"n41"]
[21620,null,"GÓRNICZE","G32916","0159090007258296240G32916","YnStY-Gżo 300/500V","10x1,5",null,"BITNER","KMT",1,13206,"PLN",0.23,null,null,null,null,null,null,null,"n41"]
[21621,null,"GÓRNICZE","G32917","0159090007258296240G32917","YnStY-Gżo 300/500V","12x1,5",null,"BITNER","KMT",1,"oferta","PLN",0.23,null,null,null,null,null,null,null,"n41"]
[21622,null,"GÓRNICZE","G32918","0159090007258296240G32918","YnStY-Gżo 300/500V","14x1,5",null,"BITNER","KMT",1,17211,"PLN",0.23,null,null,null,null,null,null,null,"n41"]
[21623,null,"GÓRNICZE","G32919","0159090007258296240G32919","YnStY-Gżo 300/500V","18x1,5",null,"BITNER","KMT",1,22300,"PLN",0.23,null,null,null,null,null,null,null,"n41"]
[21624,null,"GÓRNICZE","G32921","0159090007258296240G32921","YnStY-Gżo 300/500V","25x1,5",null,"BITNER","KMT",1,31585,"PLN",0.23,null,null,null,null,null,null,null,"n41"]
[21625,null,"GÓRNICZE","G32922","0159090007258296240G32922","YnStY-Gżo 300/500V","2x2,5",null,"BITNER","KMT",1,"oferta","PLN",0.23,null,null,null,null,null,null,null,"n41"]
[21626,null,"GÓRNICZE","G32923","0159090007258296240G32923","YnStY-Gżo 300/500V","3x2,5",null,"BITNER","KMT",1,"oferta","PLN",0.23,null,null,null,null,null,null,null,"n41"]
[21627,null,"GÓRNICZE","G32924","0159090007258296240G32924","YnStY-Gżo 300/500V","4x2,5",null,"BITNER","KMT",1,"oferta","PLN",0.23,null,null,null,null,null,null,null,"n41"]
[21628,null,"GÓRNICZE","G32925","0159090007258296240G32925","YnStY-Gżo 300/500V","5x2,5",null,"BITNER","KMT",1,"oferta","PLN",0.23,null,null,null,null,null,null,null,"n41"]
[21629,null,"GÓRNICZE","G32926","0159090007258296240G32926","YnStY-Gżo 300/500V","7x2,5",null,"BITNER","KMT",1,"oferta","PLN",0.23,null,null,null,null,null,null,null,"n41"]
[21630,null,"GÓRNICZE","G32927","0159090007258296240G32927","YnStY-Gżo 300/500V","10x2,5",null,"BITNER","KMT",1,"oferta","PLN",0.23,null,null,null,null,null,null,null,"n41"]
[21631,null,"GÓRNICZE","G32928","0159090007258296240G32928","YnStY-Gżo 300/500V","12x2,5",null,"BITNER","KMT",1,"oferta","PLN",0.23,null,null,null,null,null,null,null,"n41"]
[21632,null,"GÓRNICZE","G32929","0159090007258296240G32929","YnStY-Gżo 300/500V","14x2,5",null,"BITNER","KMT",1,"oferta","PLN",0.23,null,null,null,null,null,null,null,"n41"]
[21633,null,"GÓRNICZE","G32930","0159090007258296240G32930","YnStY-Gżo 300/500V","18x2,5",null,"BITNER","KMT",1,"oferta","PLN",0.23,null,null,null,null,null,null,null,"n41"]
[21634,null,"GÓRNICZE","G32931","0159090007258296240G32931","YnStY-Gżo 300/500V","2x0,75",null,"BITNER","KMT",1,"oferta","PLN",0.23,null,null,null,null,null,null,null,"n41"]
[21635,null,"GÓRNICZE","G32932","0159090007258296240G32932","YnStY-Gżo 300/500V","3x0,75",null,"BITNER","KMT",1,"oferta","PLN",0.23,null,null,null,null,null,null,null,"n41"]
[21636,null,"GÓRNICZE","G32933","0159090007258296240G32933","YnStY-Gżo 300/500V","4x0,75",null,"BITNER","KMT",1,"oferta","PLN",0.23,null,null,null,null,null,null,null,"n41"]
[21637,null,"GÓRNICZE","G32934","0159090007258296240G32934","YnStY-Gżo 300/500V","5x0,75",null,"BITNER","KMT",1,"oferta","PLN",0.23,null,null,null,null,null,null,null,"n41"]
[21638,null,"GÓRNICZE","G32935","0159090007258296240G32935","YnStY-Gżo 300/500V","7x0,75",null,"BITNER","KMT",1,"oferta","PLN",0.23,null,null,null,null,null,null,null,"n41"]
[21639,null,"GÓRNICZE","G32936","0159090007258296240G32936","YnStY-Gżo 300/500V","10x0,75",null,"BITNER","KMT",1,"oferta","PLN",0.23,null,null,null,null,null,null,null,"n41"]
[21640,null,"GÓRNICZE","G32937","0159090007258296240G32937","YnStY-Gżo 300/500V","12x0,75",null,"BITNER","KMT",1,"oferta","PLN",0.23,null,null,null,null,null,null,null,"n41"]
[21641,null,"GÓRNICZE","G32938","0159090007258296240G32938","YnStY-Gżo 300/500V","14x0,75",null,"BITNER","KMT",1,"oferta","PLN",0.23,null,null,null,null,null,null,null,"n41"]
[21642,null,"GÓRNICZE","G32939","0159090007258296240G32939","YnStY-Gżo 300/500V","18x0,75",null,"BITNER","KMT",1,"oferta","PLN",0.23,null,null,null,null,null,null,null,"n41"]
[21643,null,"GÓRNICZE","G32940","0159090007258296240G32940","YnStY-Gżo 300/500V","25x0,75",null,"BITNER","KMT",1,"oferta","PLN",0.23,null,null,null,null,null,null,null,"n41"]
[21644,null,"GÓRNICZE","G32941","0159090007258296240G32941","YnStY-Gżo 300/500V","34x0,75",null,"BITNER","KMT",1,"oferta","PLN",0.23,null,null,null,null,null,null,null,"n41"]
[21645,null,"GÓRNICZE","G32942","0159090007258296240G32942","YnStY-Gżo 300/500V","42x0,75",null,"BITNER","KMT",1,"oferta","PLN",0.23,null,null,null,null,null,null,null,"n41"]
[21646,null,"GÓRNICZE","G32943","0159090007258296240G32943","YnStY-Gżo 300/500V","10x1",null,"BITNER","KMT",1,13206,"PLN",0.23,null,null,null,null,null,null,null,"n41"]
[21647,null,"GÓRNICZE","G32944","0159090007258296240G32944","YnStY-Gżo 300/500V","34x1",null,"BITNER","KMT",1,"oferta","PLN",0.23,null,null,null,null,null,null,null,"n41"]
[21648,null,"GÓRNICZE","G32945","0159090007258296240G32945","YnStY-Gżo 300/500V","42x1",null,"BITNER","KMT",1,"oferta","PLN",0.23,null,null,null,null,null,null,null,"n41"]
[21649,null,"GÓRNICZE","G32946","0159090007258296240G32946","YnStY-Gżo 300/500V","34x1,5",null,"BITNER","KMT",1,"oferta","PLN",0.23,null,null,null,null,null,null,null,"n41"]
[21650,null,"GÓRNICZE","G32947","0159090007258296240G32947","YnStY-Gżo 300/500V","42x1,5",null,"BITNER","KMT",1,"oferta","PLN",0.23,null,null,null,null,null,null,null,"n41"]
[21651,null,"GÓRNICZE","G32948","0159090007258296240G32948","YnStY-Gżo 300/500V","25x2,5",null,"BITNER","KMT",1,"oferta","PLN",0.23,null,null,null,null,null,null,null,"n41"]
[21652,null,"GÓRNICZE","G32949","0159090007258296240G32949","YnStY-Gżo 300/500V","34x2,5",null,"BITNER","KMT",1,"oferta","PLN",0.23,null,null,null,null,null,null,null,"n41"]
[21653,null,"GÓRNICZE","G32950","0159090007258296240G32950","YnStY-Gżo 300/500V","42x2,5",null,"BITNER","KMT",1,"oferta","PLN",0.23,null,null,null,null,null,null,null,"n41"]
[21654,null,"GÓRNICZE","GT0302","0159090007258296240GT0302","YnTKGMFLY","1x4x0,5",null,"BITNER","KMT",1,5775,"PLN",0.23,null,null,null,null,null,null,null,"n41"]
[21655,null,"GÓRNICZE","GT0303","0159090007258296240GT0303","YnTKGMFLY","5x2x0,5",null,"BITNER","KMT",1,14259,"PLN",0.23,null,null,null,null,null,null,null,"n41"]
[21656,null,"GÓRNICZE","GT0001","0159090007258296240GT0001","YnTKGX ","5x2x0,8",null,"BITNER","KMT",1,5206,"PLN",0.23,null,null,null,null,null,null,null,"n41"]
[21657,null,"GÓRNICZE","GT0002","0159090007258296240GT0002","YnTKGX ","10x2x0,8",null,"BITNER","KMT",1,8580,"PLN",0.23,null,null,null,null,null,null,null,"n41"]
[21658,null,"GÓRNICZE","GT0003","0159090007258296240GT0003","YnTKGX ","16x2x0,8",null,"BITNER","KMT",1,12428,"PLN",0.23,null,null,null,null,null,null,null,"n41"]
[21659,null,"GÓRNICZE","GT0004","0159090007258296240GT0004","YnTKGX ","24x2x0,8",null,"BITNER","KMT",1,19563,"PLN",0.23,null,null,null,null,null,null,null,"n41"]
[21660,null,"GÓRNICZE","GT0005","0159090007258296240GT0005","YnTKGX ","33x2x0,8",null,"BITNER","KMT",1,24656,"PLN",0.23,null,null,null,null,null,null,null,"n41"]
[21661,null,"GÓRNICZE","GT0006","0159090007258296240GT0006","YnTKGX ","56x2x0,8",null,"BITNER","KMT",1,40415,"PLN",0.23,null,null,null,null,null,null,null,"n41"]
[21662,null,"GÓRNICZE","GT0007","0159090007258296240GT0007","YnTKGX ","60x2x0,8",null,"BITNER","KMT",1,"oferta","PLN",0.23,null,null,null,null,null,null,null,"n41"]
[21663,null,"GÓRNICZE","GT0008","0159090007258296240GT0008","YnTKGX ","100x2x0,8",null,"BITNER","KMT",1,"oferta","PLN",0.23,null,null,null,null,null,null,null,"n41"]
[21664,null,"GÓRNICZE","GT0009","0159090007258296240GT0009","YnTKGX ","120x2x0,8",null,"BITNER","KMT",1,"oferta","PLN",0.23,null,null,null,null,null,null,null,"n41"]
[21665,null,"GÓRNICZE","GT0010","0159090007258296240GT0010","YnTKGX ","200x2x0,8",null,"BITNER","KMT",1,"oferta","PLN",0.23,null,null,null,null,null,null,null,"n41"]
[21666,null,"GÓRNICZE","GT0304","0159090007258296240GT0304","YnWGDek 75","0,8/4,8",null,"BITNER","KMT",1,"oferta","PLN",0.23,null,null,null,null,null,null,null,"n41"]
[21667,null,"GÓRNICZE","GT0314","0159090007258296240GT0314","YnWGDek 75","0,6/3,7",null,"BITNER","KMT",1,"oferta","PLN",0.23,null,null,null,null,null,null,null,"n41"]
[21668,null,"GÓRNICZE","GT0200","0159090007258296240GT0200","YTKGXFoyn","5x2x0,8",null,"BITNER","KMT",1,12860,"PLN",0.23,null,null,null,null,null,null,null,"n41"]
[21669,null,"GÓRNICZE","GT0201","0159090007258296240GT0201","YTKGXFoyn","10x2x0,8",null,"BITNER","KMT",1,18362,"PLN",0.23,null,null,null,null,null,null,null,"n41"]
[21670,null,"GÓRNICZE","GT0202","0159090007258296240GT0202","YTKGXFoyn","16x2x0,8",null,"BITNER","KMT",1,26535,"PLN",0.23,null,null,null,null,null,null,null,"n41"]
[21671,null,"GÓRNICZE","GT0203","0159090007258296240GT0203","YTKGXFoyn","24x2x0,8",null,"BITNER","KMT",1,33466,"PLN",0.23,null,null,null,null,null,null,null,"n41"]
[21672,null,"GÓRNICZE","GT0204","0159090007258296240GT0204","YTKGXFoyn","100x2x0,8",null,"BITNER","KMT",1,117298,"PLN",0.23,null,null,null,null,null,null,null,"n41"]
[21673,null,"GÓRNICZE","GT0205","0159090007258296240GT0205","YTKGXFoyn","33x2x0,8",null,"BITNER","KMT",1,40797,"PLN",0.23,null,null,null,null,null,null,null,"n41"]
[21674,null,"GÓRNICZE","GT0206","0159090007258296240GT0206","YTKGXFoyn","56x2x0,8",null,"BITNER","KMT",1,59705,"PLN",0.23,null,null,null,null,null,null,null,"n41"]
[21675,null,"GÓRNICZE","GT0207","0159090007258296240GT0207","YTKGXFoyn","60x2x0,8",null,"BITNER","KMT",1,67179,"PLN",0.23,null,null,null,null,null,null,null,"n41"]
[21676,null,"GÓRNICZE","GT0208","0159090007258296240GT0208","YTKGXFoyn","120x2x0,8",null,"BITNER","KMT",1,137201,"PLN",0.23,null,null,null,null,null,null,null,"n41"]
[21677,null,"GÓRNICZE","GT0209","0159090007258296240GT0209","YTKGXFoyn","200x2x0,8",null,"BITNER","KMT",1,223897,"PLN",0.23,null,null,null,null,null,null,null,"n41"]
[21678,null,"GÓRNICZE","GT0150","0159090007258296240GT0150","YTKGXFtZnyn","5x2x0,8",null,"BITNER","KMT",1,8107,"PLN",0.23,null,null,null,null,null,null,null,"n41"]
[21679,null,"GÓRNICZE","GT0151","0159090007258296240GT0151","YTKGXFtZnyn","10x2x0,8",null,"BITNER","KMT",1,12023,"PLN",0.23,null,null,null,null,null,null,null,"n41"]
[21680,null,"GÓRNICZE","GT0152","0159090007258296240GT0152","YTKGXFtZnyn","16x2x0,8",null,"BITNER","KMT",1,16645,"PLN",0.23,null,null,null,null,null,null,null,"n41"]
[21681,null,"GÓRNICZE","GT0153","0159090007258296240GT0153","YTKGXFtZnyn","24x2x0,8",null,"BITNER","KMT",1,23365,"PLN",0.23,null,null,null,null,null,null,null,"n41"]
[21682,null,"GÓRNICZE","GT0154","0159090007258296240GT0154","YTKGXFtZnyn","33x2x0,8",null,"BITNER","KMT",1,29818,"PLN",0.23,null,null,null,null,null,null,null,"n41"]
[21683,null,"GÓRNICZE","GT0155","0159090007258296240GT0155","YTKGXFtZnyn","56x2x0,8",null,"BITNER","KMT",1,46529,"PLN",0.23,null,null,null,null,null,null,null,"n41"]
[21684,null,"GÓRNICZE","GT0156","0159090007258296240GT0156","YTKGXFtZnyn","60x2x0,8",null,"BITNER","KMT",1,"oferta","PLN",0.23,null,null,null,null,null,null,null,"n41"]
[21685,null,"GÓRNICZE","GT0157","0159090007258296240GT0157","YTKGXFtZnyn","100x2x0,8",null,"BITNER","KMT",1,97900,"PLN",0.23,null,null,null,null,null,null,null,"n41"]
[21686,null,"GÓRNICZE","GT0158","0159090007258296240GT0158","YTKGXFtZnyn","120x2x0,8",null,"BITNER","KMT",1,115700,"PLN",0.23,null,null,null,null,null,null,null,"n41"]
[21687,null,"GÓRNICZE","GT0159","0159090007258296240GT0159","YTKGXFtZnyn","200x2x0,8",null,"BITNER","KMT",1,"oferta","PLN",0.23,null,null,null,null,null,null,null,"n41"]
[21688,null,"GÓRNICZE","GP7150","0159090007258296240GP7150","YUHKGXSekyn 3,6/6kV","3x16/16",null,"BITNER","KMT",1,"oferta","PLN",0.23,null,null,null,null,null,null,null,"n41s"]
[21689,null,"GÓRNICZE","GP7151","0159090007258296240GP7151","YUHKGXSekyn 3,6/6kV","3x25/16",null,"BITNER","KMT",1,"oferta","PLN",0.23,null,null,null,null,null,null,null,"n41s"]
[21690,null,"GÓRNICZE","GP7152","0159090007258296240GP7152","YUHKGXSekyn 3,6/6kV","3x35/16",null,"BITNER","KMT",1,"oferta","PLN",0.23,null,null,null,null,null,null,null,"n41s"]
[21691,null,"GÓRNICZE","GP7153","0159090007258296240GP7153","YUHKGXSekyn 3,6/6kV","3x50/16",null,"BITNER","KMT",1,"oferta","PLN",0.23,null,null,null,null,null,null,null,"n41s"]
[21692,null,"GÓRNICZE","GP7154","0159090007258296240GP7154","YUHKGXSekyn 3,6/6kV","3x70/16",null,"BITNER","KMT",1,"oferta","PLN",0.23,null,null,null,null,null,null,null,"n41s"]
[21693,null,"GÓRNICZE","GP7155","0159090007258296240GP7155","YUHKGXSekyn 3,6/6kV","3x95/30",null,"BITNER","KMT",1,"oferta","PLN",0.23,null,null,null,null,null,null,null,"n41s"]
[21694,null,"GÓRNICZE","GP7156","0159090007258296240GP7156","YUHKGXSekyn 3,6/6kV","3x120/30",null,"BITNER","KMT",1,"oferta","PLN",0.23,null,null,null,null,null,null,null,"n41s"]
[21695,null,"GÓRNICZE","GP7157","0159090007258296240GP7157","YUHKGXSekyn 3,6/6kV","3x150/30",null,"BITNER","KMT",1,"oferta","PLN",0.23,null,null,null,null,null,null,null,"n41s"]
[21696,null,"GÓRNICZE","GP7158","0159090007258296240GP7158","YUHKGXSekyn 3,6/6kV","3x185/30",null,"BITNER","KMT",1,"oferta","PLN",0.23,null,null,null,null,null,null,null,"n41s"]
[21697,null,"GÓRNICZE","GP7159","0159090007258296240GP7159","YUHKGXSekyn 3,6/6kV","3x240/50",null,"BITNER","KMT",1,"oferta","PLN",0.23,null,null,null,null,null,null,null,"n41s"]
[21698,null,"GÓRNICZE","GP7100","0159090007258296240GP7100","YUHKGXSFoyn 3,6/6kV","3x16/16",null,"BITNER","KMT",1,"oferta","PLN",0.23,null,null,null,null,null,null,null,"n41s"]
[21699,null,"GÓRNICZE","GP7101","0159090007258296240GP7101","YUHKGXSFoyn 3,6/6kV","3x25/16",null,"BITNER","KMT",1,"oferta","PLN",0.23,null,null,null,null,null,null,null,"n41s"]
[21700,null,"GÓRNICZE","GP7102","0159090007258296240GP7102","YUHKGXSFoyn 3,6/6kV","3x35/16",null,"BITNER","KMT",1,"oferta","PLN",0.23,null,null,null,null,null,null,null,"n41s"]
[21701,null,"GÓRNICZE","GP7103","0159090007258296240GP7103","YUHKGXSFoyn 3,6/6kV","3x50/16",null,"BITNER","KMT",1,"oferta","PLN",0.23,null,null,null,null,null,null,null,"n41s"]
[21702,null,"GÓRNICZE","GP7104","0159090007258296240GP7104","YUHKGXSFoyn 3,6/6kV","3x70/16",null,"BITNER","KMT",1,"oferta","PLN",0.23,null,null,null,null,null,null,null,"n41s"]
[21703,null,"GÓRNICZE","GP7105","0159090007258296240GP7105","YUHKGXSFoyn 3,6/6kV","3x95/30",null,"BITNER","KMT",1,"oferta","PLN",0.23,null,null,null,null,null,null,null,"n41s"]
[21704,null,"GÓRNICZE","GP7106","0159090007258296240GP7106","YUHKGXSFoyn 3,6/6kV","3x120/30",null,"BITNER","KMT",1,"oferta","PLN",0.23,null,null,null,null,null,null,null,"n41s"]
[21705,null,"GÓRNICZE","GP7107","0159090007258296240GP7107","YUHKGXSFoyn 3,6/6kV","3x150/30",null,"BITNER","KMT",1,"oferta","PLN",0.23,null,null,null,null,null,null,null,"n41s"]
[21706,null,"GÓRNICZE","GP7108","0159090007258296240GP7108","YUHKGXSFoyn 3,6/6kV","3x185/30",null,"BITNER","KMT",1,"oferta","PLN",0.23,null,null,null,null,null,null,null,"n41s"]
[21707,null,"GÓRNICZE","GP7109","0159090007258296240GP7109","YUHKGXSFoyn 3,6/6kV","3x240/50",null,"BITNER","KMT",1,"oferta","PLN",0.23,null,null,null,null,null,null,null,"n41s"]
[21708,null,"GÓRNICZE","GP7050","0159090007258296240GP7050","YUHKGXSFtZnyn 3,6/6kV","3x16/16",null,"BITNER","KMT",1,"oferta","PLN",0.23,null,null,null,null,null,null,null,"n41s"]
[21709,null,"GÓRNICZE","GP7051","0159090007258296240GP7051","YUHKGXSFtZnyn 3,6/6kV","3x25/16",null,"BITNER","KMT",1,"oferta","PLN",0.23,null,null,null,null,null,null,null,"n41s"]
[21710,null,"GÓRNICZE","GP7052","0159090007258296240GP7052","YUHKGXSFtZnyn 3,6/6kV","3x35/16",null,"BITNER","KMT",1,"oferta","PLN",0.23,null,null,null,null,null,null,null,"n41s"]
[21711,null,"GÓRNICZE","GP7053","0159090007258296240GP7053","YUHKGXSFtZnyn 3,6/6kV","3x50/16",null,"BITNER","KMT",1,"oferta","PLN",0.23,null,null,null,null,null,null,null,"n41s"]
[21712,null,"GÓRNICZE","GP7054","0159090007258296240GP7054","YUHKGXSFtZnyn 3,6/6kV","3x70/16",null,"BITNER","KMT",1,"oferta","PLN",0.23,null,null,null,null,null,null,null,"n41s"]
[21713,null,"GÓRNICZE","GP7055","0159090007258296240GP7055","YUHKGXSFtZnyn 3,6/6kV","3x95/30",null,"BITNER","KMT",1,"oferta","PLN",0.23,null,null,null,null,null,null,null,"n41s"]
[21714,null,"GÓRNICZE","GP7056","0159090007258296240GP7056","YUHKGXSFtZnyn 3,6/6kV","3x120/30",null,"BITNER","KMT",1,"oferta","PLN",0.23,null,null,null,null,null,null,null,"n41s"]
[21715,null,"GÓRNICZE","GP7057","0159090007258296240GP7057","YUHKGXSFtZnyn 3,6/6kV","3x150/30",null,"BITNER","KMT",1,"oferta","PLN",0.23,null,null,null,null,null,null,null,"n41s"]
[21716,null,"GÓRNICZE","GP7058","0159090007258296240GP7058","YUHKGXSFtZnyn 3,6/6kV","3x185/30",null,"BITNER","KMT",1,"oferta","PLN",0.23,null,null,null,null,null,null,null,"n41s"]
[21717,null,"GÓRNICZE","GP7059","0159090007258296240GP7059","YUHKGXSFtZnyn 3,6/6kV","3x240/50",null,"BITNER","KMT",1,"oferta","PLN",0.23,null,null,null,null,null,null,null,"n41s"]

{"sheet":"ZAMÓWIENIE","index":3,"n_rows":432,"n_cols":16,"rows_kept":432,"cut":false,"hidden":false,"merged":[[12,14,13,14],[12,11,13,11],[12,13,13,13],[12,1,13,1],[12,2,13,2],[12,7,13,7],[12,10,13,10],[12,9,13,9],[12,12,13,12],[8,1,8,2],[8,3,8,6],[0,10,0,12],[12,3,13,3],[12,5,13,5],[12,4,13,4],[12,6,13,6],[12,8,13,8],[3,5,3,6],[5,3,5,6],[3,1,3,2],[6,1,6,2],[6,3,6,6],[7,1,7,2],[7,3,7,6],[5,1,5,2]]}
[null,null,null,null,null,null,null,null,null,null,"WAŻNE"]
[null,null,null,null,null,null,null,null,null,null,"1.",null,"Wypełnij dane (niebieskie pola)"]
[null,null,null,null,null,null,null,null,null,null,"2.",null,"Wpisz nr katalogowe kabli "]
[null,null,null,null,null,null,null,null,null,null,"3.",null,"Uzupełnij puste pola (ilości, rabaty)"]
[null,null,null,null,null,null,null,null,null,null,"4.",null,"Wciśnij przycisk wyślij plik (od wersji excel 2010 działa poprawnie)"]
[null,"Data: ",null,null,null,null,null,null,null,null,"5.",null,"Po pojawieniu się komunikatu \"Czy zamienić istniejacy plik\" wciśnij tak"]
[null,"Firma: "]
[null,"Imie Nazwisko "]
[null,"Inwestycja/ magazyn:"]
[]
[]
[null,null,null,null,null,null,null,null,null,"Wartosc oferty",{"$f":"SUM(K15:K432)","v":0}]
[null,"Lp","Nr katalogowy","                                                       Opis                                                          ","Przekrój/ilość żył","Ilość  (km)","Cena jedn.       zł netto","Wartość                     zł netto","Rabat            ( % )","Cena po rab.           zł netto","Wartość po rab.              zł netto","Scieżka do karty katalogowej produktu","Scieżka do karty katalogowej produktu","Scieżka do karty bezpieczeństwa produktu","Scieżka do karty bezpieczeństwa produktu"]
[]
[null,{"$f":"IF(C15<>\"\",B14+1,\"\")","v":""},null,{"$f":"IF(C15=\"\",\"\",VLOOKUP(C15,'CENNIK PŁASKI'!$D$2:$AH$20238,3,0))","v":""},{"$f":"IF(C15=\"\",\"\",VLOOKUP(C15,'CENNIK PŁASKI'!$D$2:$AH$20238,4,0))","v":""},null,{"$f":"IF(C15=\"\",\"\",VLOOKUP(C15,'CENNIK PŁASKI'!$D$2:$AH$20238,9,0))","v":""},{"$f":"IF(C15=\"\",\"\",F15*G15)","v":""},null,{"$f":"IF(B15=\"\",\"\",IF(I15>0,G15*(1-I15),G15))","v":""},{"$f":"IF(C15=\"\",\"\",IF(I15>0,H15*(1-I15),H15))","v":""},{"$f":"IF(C15=\"\",\"\",VLOOKUP(C15,'[3]CENNIK PŁASKI'!$C$2:$AH$27586,24,0))","v":""},{"$f":"HYPERLINK(L15,L15)","v":""},{"$f":"IF(C15=\"\",\"\",VLOOKUP(C15,'[3]CENNIK PŁASKI'!$C$2:$AH$27586,25,0))","v":""},{"$f":"HYPERLINK(N15,N15)","v":""},{"$f":"IF(C15<>\"\",IF(ISNUMBER(F15),\"\",\"Proszę wpisać ilość\"),\"\")","v":""}]
[null,{"$f":"IF(C16<>\"\",B15+1,\"\")","v":""},null,{"$f":"IF(C16=\"\",\"\",VLOOKUP(C16,'CENNIK PŁASKI'!$D$2:$AH$20238,3,0))","v":""},{"$f":"IF(C16=\"\",\"\",VLOOKUP(C16,'CENNIK PŁASKI'!$D$2:$AH$20238,4,0))","v":""},null,{"$f":"IF(C16=\"\",\"\",VLOOKUP(C16,'CENNIK PŁASKI'!$D$2:$AH$20238,9,0))","v":""},{"$f":"IF(C16=\"\",\"\",F16*G16)","v":""},null,{"$f":"IF(B16=\"\",\"\",IF(I16>0,G16*(1-I16),G16))","v":""},{"$f":"IF(C16=\"\",\"\",IF(I16>0,H16*(1-I16),H16))","v":""},{"$f":"IF(C16=\"\",\"\",VLOOKUP(C16,'[3]CENNIK PŁASKI'!$C$2:$AH$27586,24,0))","v":""},{"$f":"HYPERLINK(L16,L16)","v":""},{"$f":"IF(C16=\"\",\"\",VLOOKUP(C16,'[3]CENNIK PŁASKI'!$C$2:$AH$27586,25,0))","v":""},{"$f":"HYPERLINK(N16,N16)","v":""},""]
[null,"",null,{"$f":"IF(C17=\"\",\"\",VLOOKUP(C17,'CENNIK PŁASKI'!$D$2:$AH$20238,3,0))","v":""},{"$f":"IF(C17=\"\",\"\",VLOOKUP(C17,'CENNIK PŁASKI'!$D$2:$AH$20238,4,0))","v":""},null,{"$f":"IF(C17=\"\",\"\",VLOOKUP(C17,'CENNIK PŁASKI'!$D$2:$AH$20238,9,0))","v":""},"",null,"","",{"$f":"IF(C17=\"\",\"\",VLOOKUP(C17,'[3]CENNIK PŁASKI'!$C$2:$AH$27586,24,0))","v":""},"",{"$f":"IF(C17=\"\",\"\",VLOOKUP(C17,'[3]CENNIK PŁASKI'!$C$2:$AH$27586,25,0))","v":""},"",""]
[null,"",null,{"$f":"IF(C18=\"\",\"\",VLOOKUP(C18,'CENNIK PŁASKI'!$D$2:$AH$20238,3,0))","v":""},{"$f":"IF(C18=\"\",\"\",VLOOKUP(C18,'CENNIK PŁASKI'!$D$2:$AH$20238,4,0))","v":""},null,{"$f":"IF(C18=\"\",\"\",VLOOKUP(C18,'CENNIK PŁASKI'!$D$2:$AH$20238,9,0))","v":""},"",null,"","",{"$f":"IF(C18=\"\",\"\",VLOOKUP(C18,'[3]CENNIK PŁASKI'!$C$2:$AH$27586,24,0))","v":""},"",{"$f":"IF(C18=\"\",\"\",VLOOKUP(C18,'[3]CENNIK PŁASKI'!$C$2:$AH$27586,25,0))","v":""},"",""]
[null,"",null,{"$f":"IF(C19=\"\",\"\",VLOOKUP(C19,'CENNIK PŁASKI'!$D$2:$AH$20238,3,0))","v":""},{"$f":"IF(C19=\"\",\"\",VLOOKUP(C19,'CENNIK PŁASKI'!$D$2:$AH$20238,4,0))","v":""},null,{"$f":"IF(C19=\"\",\"\",VLOOKUP(C19,'CENNIK PŁASKI'!$D$2:$AH$20238,9,0))","v":""},"",null,"","",{"$f":"IF(C19=\"\",\"\",VLOOKUP(C19,'[3]CENNIK PŁASKI'!$C$2:$AH$27586,24,0))","v":""},"",{"$f":"IF(C19=\"\",\"\",VLOOKUP(C19,'[3]CENNIK PŁASKI'!$C$2:$AH$27586,25,0))","v":""},"",""]
[null,"",null,{"$f":"IF(C20=\"\",\"\",VLOOKUP(C20,'CENNIK PŁASKI'!$D$2:$AH$20238,3,0))","v":""},{"$f":"IF(C20=\"\",\"\",VLOOKUP(C20,'CENNIK PŁASKI'!$D$2:$AH$20238,4,0))","v":""},null,{"$f":"IF(C20=\"\",\"\",VLOOKUP(C20,'CENNIK PŁASKI'!$D$2:$AH$20238,9,0))","v":""},"",null,"","",{"$f":"IF(C20=\"\",\"\",VLOOKUP(C20,'[3]CENNIK PŁASKI'!$C$2:$AH$27586,24,0))","v":""},"",{"$f":"IF(C20=\"\",\"\",VLOOKUP(C20,'[3]CENNIK PŁASKI'!$C$2:$AH$27586,25,0))","v":""},"",""]
[null,"",null,{"$f":"IF(C21=\"\",\"\",VLOOKUP(C21,'CENNIK PŁASKI'!$D$2:$AH$20238,3,0))","v":""},{"$f":"IF(C21=\"\",\"\",VLOOKUP(C21,'CENNIK PŁASKI'!$D$2:$AH$20238,4,0))","v":""},null,{"$f":"IF(C21=\"\",\"\",VLOOKUP(C21,'CENNIK PŁASKI'!$D$2:$AH$20238,9,0))","v":""},"",null,"","",{"$f":"IF(C21=\"\",\"\",VLOOKUP(C21,'[3]CENNIK PŁASKI'!$C$2:$AH$27586,24,0))","v":""},"",{"$f":"IF(C21=\"\",\"\",VLOOKUP(C21,'[3]CENNIK PŁASKI'!$C$2:$AH$27586,25,0))","v":""},"",""]
[null,"",null,{"$f":"IF(C22=\"\",\"\",VLOOKUP(C22,'CENNIK PŁASKI'!$D$2:$AH$20238,3,0))","v":""},{"$f":"IF(C22=\"\",\"\",VLOOKUP(C22,'CENNIK PŁASKI'!$D$2:$AH$20238,4,0))","v":""},null,{"$f":"IF(C22=\"\",\"\",VLOOKUP(C22,'CENNIK PŁASKI'!$D$2:$AH$20238,9,0))","v":""},"",null,"","",{"$f":"IF(C22=\"\",\"\",VLOOKUP(C22,'[3]CENNIK PŁASKI'!$C$2:$AH$27586,24,0))","v":""},"",{"$f":"IF(C22=\"\",\"\",VLOOKUP(C22,'[3]CENNIK PŁASKI'!$C$2:$AH$27586,25,0))","v":""},"",""]
[null,"",null,{"$f":"IF(C23=\"\",\"\",VLOOKUP(C23,'CENNIK PŁASKI'!$D$2:$AH$20238,3,0))","v":""},{"$f":"IF(C23=\"\",\"\",VLOOKUP(C23,'CENNIK PŁASKI'!$D$2:$AH$20238,4,0))","v":""},null,{"$f":"IF(C23=\"\",\"\",VLOOKUP(C23,'CENNIK PŁASKI'!$D$2:$AH$20238,9,0))","v":""},"",null,"","",{"$f":"IF(C23=\"\",\"\",VLOOKUP(C23,'[3]CENNIK PŁASKI'!$C$2:$AH$27586,24,0))","v":""},"",{"$f":"IF(C23=\"\",\"\",VLOOKUP(C23,'[3]CENNIK PŁASKI'!$C$2:$AH$27586,25,0))","v":""},"",""]
[null,"",null,{"$f":"IF(C24=\"\",\"\",VLOOKUP(C24,'CENNIK PŁASKI'!$D$2:$AH$20238,3,0))","v":""},{"$f":"IF(C24=\"\",\"\",VLOOKUP(C24,'CENNIK PŁASKI'!$D$2:$AH$20238,4,0))","v":""},null,{"$f":"IF(C24=\"\",\"\",VLOOKUP(C24,'CENNIK PŁASKI'!$D$2:$AH$20238,9,0))","v":""},"",null,"","",{"$f":"IF(C24=\"\",\"\",VLOOKUP(C24,'[3]CENNIK PŁASKI'!$C$2:$AH$27586,24,0))","v":""},"",{"$f":"IF(C24=\"\",\"\",VLOOKUP(C24,'[3]CENNIK PŁASKI'!$C$2:$AH$27586,25,0))","v":""},"",""]
[null,"",null,{"$f":"IF(C25=\"\",\"\",VLOOKUP(C25,'CENNIK PŁASKI'!$D$2:$AH$20238,3,0))","v":""},{"$f":"IF(C25=\"\",\"\",VLOOKUP(C25,'CENNIK PŁASKI'!$D$2:$AH$20238,4,0))","v":""},null,{"$f":"IF(C25=\"\",\"\",VLOOKUP(C25,'CENNIK PŁASKI'!$D$2:$AH$20238,9,0))","v":""},"",null,"","",{"$f":"IF(C25=\"\",\"\",VLOOKUP(C25,'[3]CENNIK PŁASKI'!$C$2:$AH$27586,24,0))","v":""},"",{"$f":"IF(C25=\"\",\"\",VLOOKUP(C25,'[3]CENNIK PŁASKI'!$C$2:$AH$27586,25,0))","v":""},"",""]
[null,"",null,{"$f":"IF(C26=\"\",\"\",VLOOKUP(C26,'CENNIK PŁASKI'!$D$2:$AH$20238,3,0))","v":""},{"$f":"IF(C26=\"\",\"\",VLOOKUP(C26,'CENNIK PŁASKI'!$D$2:$AH$20238,4,0))","v":""},null,{"$f":"IF(C26=\"\",\"\",VLOOKUP(C26,'CENNIK PŁASKI'!$D$2:$AH$20238,9,0))","v":""},"",null,"","",{"$f":"IF(C26=\"\",\"\",VLOOKUP(C26,'[3]CENNIK PŁASKI'!$C$2:$AH$27586,24,0))","v":""},"",{"$f":"IF(C26=\"\",\"\",VLOOKUP(C26,'[3]CENNIK PŁASKI'!$C$2:$AH$27586,25,0))","v":""},"",""]
[null,"",null,{"$f":"IF(C27=\"\",\"\",VLOOKUP(C27,'CENNIK PŁASKI'!$D$2:$AH$20238,3,0))","v":""},{"$f":"IF(C27=\"\",\"\",VLOOKUP(C27,'CENNIK PŁASKI'!$D$2:$AH$20238,4,0))","v":""},null,{"$f":"IF(C27=\"\",\"\",VLOOKUP(C27,'CENNIK PŁASKI'!$D$2:$AH$20238,9,0))","v":""},"",null,"","",{"$f":"IF(C27=\"\",\"\",VLOOKUP(C27,'[3]CENNIK PŁASKI'!$C$2:$AH$27586,24,0))","v":""},"",{"$f":"IF(C27=\"\",\"\",VLOOKUP(C27,'[3]CENNIK PŁASKI'!$C$2:$AH$27586,25,0))","v":""},"",""]
[null,"",null,{"$f":"IF(C28=\"\",\"\",VLOOKUP(C28,'CENNIK PŁASKI'!$D$2:$AH$20238,3,0))","v":""},{"$f":"IF(C28=\"\",\"\",VLOOKUP(C28,'CENNIK PŁASKI'!$D$2:$AH$20238,4,0))","v":""},null,{"$f":"IF(C28=\"\",\"\",VLOOKUP(C28,'CENNIK PŁASKI'!$D$2:$AH$20238,9,0))","v":""},"",null,"","",{"$f":"IF(C28=\"\",\"\",VLOOKUP(C28,'[3]CENNIK PŁASKI'!$C$2:$AH$27586,24,0))","v":""},"",{"$f":"IF(C28=\"\",\"\",VLOOKUP(C28,'[3]CENNIK PŁASKI'!$C$2:$AH$27586,25,0))","v":""},"",""]
[null,"",null,{"$f":"IF(C29=\"\",\"\",VLOOKUP(C29,'CENNIK PŁASKI'!$D$2:$AH$20238,3,0))","v":""},{"$f":"IF(C29=\"\",\"\",VLOOKUP(C29,'CENNIK PŁASKI'!$D$2:$AH$20238,4,0))","v":""},null,{"$f":"IF(C29=\"\",\"\",VLOOKUP(C29,'CENNIK PŁASKI'!$D$2:$AH$20238,9,0))","v":""},"",null,"","",{"$f":"IF(C29=\"\",\"\",VLOOKUP(C29,'[3]CENNIK PŁASKI'!$C$2:$AH$27586,24,0))","v":""},"",{"$f":"IF(C29=\"\",\"\",VLOOKUP(C29,'[3]CENNIK PŁASKI'!$C$2:$AH$27586,25,0))","v":""},"",""]
[null,"",null,{"$f":"IF(C30=\"\",\"\",VLOOKUP(C30,'CENNIK PŁASKI'!$D$2:$AH$20238,3,0))","v":""},{"$f":"IF(C30=\"\",\"\",VLOOKUP(C30,'CENNIK PŁASKI'!$D$2:$AH$20238,4,0))","v":""},null,{"$f":"IF(C30=\"\",\"\",VLOOKUP(C30,'CENNIK PŁASKI'!$D$2:$AH$20238,9,0))","v":""},"",null,"","",{"$f":"IF(C30=\"\",\"\",VLOOKUP(C30,'[3]CENNIK PŁASKI'!$C$2:$AH$27586,24,0))","v":""},"",{"$f":"IF(C30=\"\",\"\",VLOOKUP(C30,'[3]CENNIK PŁASKI'!$C$2:$AH$27586,25,0))","v":""},"",""]
[null,"",null,{"$f":"IF(C31=\"\",\"\",VLOOKUP(C31,'CENNIK PŁASKI'!$D$2:$AH$20238,3,0))","v":""},{"$f":"IF(C31=\"\",\"\",VLOOKUP(C31,'CENNIK PŁASKI'!$D$2:$AH$20238,4,0))","v":""},null,{"$f":"IF(C31=\"\",\"\",VLOOKUP(C31,'CENNIK PŁASKI'!$D$2:$AH$20238,9,0))","v":""},"",null,"","",{"$f":"IF(C31=\"\",\"\",VLOOKUP(C31,'[3]CENNIK PŁASKI'!$C$2:$AH$27586,24,0))","v":""},"",{"$f":"IF(C31=\"\",\"\",VLOOKUP(C31,'[3]CENNIK PŁASKI'!$C$2:$AH$27586,25,0))","v":""},"",""]
[null,"",null,{"$f":"IF(C32=\"\",\"\",VLOOKUP(C32,'CENNIK PŁASKI'!$D$2:$AH$20238,3,0))","v":""},{"$f":"IF(C32=\"\",\"\",VLOOKUP(C32,'CENNIK PŁASKI'!$D$2:$AH$20238,4,0))","v":""},null,{"$f":"IF(C32=\"\",\"\",VLOOKUP(C32,'CENNIK PŁASKI'!$D$2:$AH$20238,9,0))","v":""},"",null,"","",{"$f":"IF(C32=\"\",\"\",VLOOKUP(C32,'[3]CENNIK PŁASKI'!$C$2:$AH$27586,24,0))","v":""},"",{"$f":"IF(C32=\"\",\"\",VLOOKUP(C32,'[3]CENNIK PŁASKI'!$C$2:$AH$27586,25,0))","v":""},"",""]
[null,"",null,{"$f":"IF(C33=\"\",\"\",VLOOKUP(C33,'CENNIK PŁASKI'!$D$2:$AH$20238,3,0))","v":""},{"$f":"IF(C33=\"\",\"\",VLOOKUP(C33,'CENNIK PŁASKI'!$D$2:$AH$20238,4,0))","v":""},null,{"$f":"IF(C33=\"\",\"\",VLOOKUP(C33,'CENNIK PŁASKI'!$D$2:$AH$20238,9,0))","v":""},"",null,"","",{"$f":"IF(C33=\"\",\"\",VLOOKUP(C33,'[3]CENNIK PŁASKI'!$C$2:$AH$27586,24,0))","v":""},"",{"$f":"IF(C33=\"\",\"\",VLOOKUP(C33,'[3]CENNIK PŁASKI'!$C$2:$AH$27586,25,0))","v":""},"",""]
[null,"",null,{"$f":"IF(C34=\"\",\"\",VLOOKUP(C34,'CENNIK PŁASKI'!$D$2:$AH$20238,3,0))","v":""},{"$f":"IF(C34=\"\",\"\",VLOOKUP(C34,'CENNIK PŁASKI'!$D$2:$AH$20238,4,0))","v":""},null,{"$f":"IF(C34=\"\",\"\",VLOOKUP(C34,'CENNIK PŁASKI'!$D$2:$AH$20238,9,0))","v":""},"",null,"","",{"$f":"IF(C34=\"\",\"\",VLOOKUP(C34,'[3]CENNIK PŁASKI'!$C$2:$AH$27586,24,0))","v":""},"",{"$f":"IF(C34=\"\",\"\",VLOOKUP(C34,'[3]CENNIK PŁASKI'!$C$2:$AH$27586,25,0))","v":""},"",""]
[null,"",null,{"$f":"IF(C35=\"\",\"\",VLOOKUP(C35,'CENNIK PŁASKI'!$D$2:$AH$20238,3,0))","v":""},{"$f":"IF(C35=\"\",\"\",VLOOKUP(C35,'CENNIK PŁASKI'!$D$2:$AH$20238,4,0))","v":""},null,{"$f":"IF(C35=\"\",\"\",VLOOKUP(C35,'CENNIK PŁASKI'!$D$2:$AH$20238,9,0))","v":""},"",null,"","",{"$f":"IF(C35=\"\",\"\",VLOOKUP(C35,'[3]CENNIK PŁASKI'!$C$2:$AH$27586,24,0))","v":""},"",{"$f":"IF(C35=\"\",\"\",VLOOKUP(C35,'[3]CENNIK PŁASKI'!$C$2:$AH$27586,25,0))","v":""},"",""]
[null,"",null,{"$f":"IF(C36=\"\",\"\",VLOOKUP(C36,'CENNIK PŁASKI'!$D$2:$AH$20238,3,0))","v":""},{"$f":"IF(C36=\"\",\"\",VLOOKUP(C36,'CENNIK PŁASKI'!$D$2:$AH$20238,4,0))","v":""},null,{"$f":"IF(C36=\"\",\"\",VLOOKUP(C36,'CENNIK PŁASKI'!$D$2:$AH$20238,9,0))","v":""},"",null,"","",{"$f":"IF(C36=\"\",\"\",VLOOKUP(C36,'[3]CENNIK PŁASKI'!$C$2:$AH$27586,24,0))","v":""},"",{"$f":"IF(C36=\"\",\"\",VLOOKUP(C36,'[3]CENNIK PŁASKI'!$C$2:$AH$27586,25,0))","v":""},"",""]
[null,"",null,{"$f":"IF(C37=\"\",\"\",VLOOKUP(C37,'CENNIK PŁASKI'!$D$2:$AH$20238,3,0))","v":""},{"$f":"IF(C37=\"\",\"\",VLOOKUP(C37,'CENNIK PŁASKI'!$D$2:$AH$20238,4,0))","v":""},null,{"$f":"IF(C37=\"\",\"\",VLOOKUP(C37,'CENNIK PŁASKI'!$D$2:$AH$20238,9,0))","v":""},"",null,"","",{"$f":"IF(C37=\"\",\"\",VLOOKUP(C37,'[3]CENNIK PŁASKI'!$C$2:$AH$27586,24,0))","v":""},"",{"$f":"IF(C37=\"\",\"\",VLOOKUP(C37,'[3]CENNIK PŁASKI'!$C$2:$AH$27586,25,0))","v":""},"",""]
[null,"",null,{"$f":"IF(C38=\"\",\"\",VLOOKUP(C38,'CENNIK PŁASKI'!$D$2:$AH$20238,3,0))","v":""},{"$f":"IF(C38=\"\",\"\",VLOOKUP(C38,'CENNIK PŁASKI'!$D$2:$AH$20238,4,0))","v":""},null,{"$f":"IF(C38=\"\",\"\",VLOOKUP(C38,'CENNIK PŁASKI'!$D$2:$AH$20238,9,0))","v":""},"",null,"","",{"$f":"IF(C38=\"\",\"\",VLOOKUP(C38,'[3]CENNIK PŁASKI'!$C$2:$AH$27586,24,0))","v":""},"",{"$f":"IF(C38=\"\",\"\",VLOOKUP(C38,'[3]CENNIK PŁASKI'!$C$2:$AH$27586,25,0))","v":""},"",""]
[null,"",null,{"$f":"IF(C39=\"\",\"\",VLOOKUP(C39,'CENNIK PŁASKI'!$D$2:$AH$20238,3,0))","v":""},{"$f":"IF(C39=\"\",\"\",VLOOKUP(C39,'CENNIK PŁASKI'!$D$2:$AH$20238,4,0))","v":""},null,{"$f":"IF(C39=\"\",\"\",VLOOKUP(C39,'CENNIK PŁASKI'!$D$2:$AH$20238,9,0))","v":""},"",null,"","",{"$f":"IF(C39=\"\",\"\",VLOOKUP(C39,'[3]CENNIK PŁASKI'!$C$2:$AH$27586,24,0))","v":""},"",{"$f":"IF(C39=\"\",\"\",VLOOKUP(C39,'[3]CENNIK PŁASKI'!$C$2:$AH$27586,25,0))","v":""},"",""]
[null,"",null,{"$f":"IF(C40=\"\",\"\",VLOOKUP(C40,'CENNIK PŁASKI'!$D$2:$AH$20238,3,0))","v":""},{"$f":"IF(C40=\"\",\"\",VLOOKUP(C40,'CENNIK PŁASKI'!$D$2:$AH$20238,4,0))","v":""},null,{"$f":"IF(C40=\"\",\"\",VLOOKUP(C40,'CENNIK PŁASKI'!$D$2:$AH$20238,9,0))","v":""},"",null,"","",{"$f":"IF(C40=\"\",\"\",VLOOKUP(C40,'[3]CENNIK PŁASKI'!$C$2:$AH$27586,24,0))","v":""},"",{"$f":"IF(C40=\"\",\"\",VLOOKUP(C40,'[3]CENNIK PŁASKI'!$C$2:$AH$27586,25,0))","v":""},"",""]
[null,"",null,{"$f":"IF(C41=\"\",\"\",VLOOKUP(C41,'CENNIK PŁASKI'!$D$2:$AH$20238,3,0))","v":""},{"$f":"IF(C41=\"\",\"\",VLOOKUP(C41,'CENNIK PŁASKI'!$D$2:$AH$20238,4,0))","v":""},null,{"$f":"IF(C41=\"\",\"\",VLOOKUP(C41,'CENNIK PŁASKI'!$D$2:$AH$20238,9,0))","v":""},"",null,"","",{"$f":"IF(C41=\"\",\"\",VLOOKUP(C41,'[3]CENNIK PŁASKI'!$C$2:$AH$27586,24,0))","v":""},"",{"$f":"IF(C41=\"\",\"\",VLOOKUP(C41,'[3]CENNIK PŁASKI'!$C$2:$AH$27586,25,0))","v":""},"",""]
[null,"",null,{"$f":"IF(C42=\"\",\"\",VLOOKUP(C42,'CENNIK PŁASKI'!$D$2:$AH$20238,3,0))","v":""},{"$f":"IF(C42=\"\",\"\",VLOOKUP(C42,'CENNIK PŁASKI'!$D$2:$AH$20238,4,0))","v":""},null,{"$f":"IF(C42=\"\",\"\",VLOOKUP(C42,'CENNIK PŁASKI'!$D$2:$AH$20238,9,0))","v":""},"",null,"","",{"$f":"IF(C42=\"\",\"\",VLOOKUP(C42,'[3]CENNIK PŁASKI'!$C$2:$AH$27586,24,0))","v":""},"",{"$f":"IF(C42=\"\",\"\",VLOOKUP(C42,'[3]CENNIK PŁASKI'!$C$2:$AH$27586,25,0))","v":""},"",""]
[null,"",null,{"$f":"IF(C43=\"\",\"\",VLOOKUP(C43,'CENNIK PŁASKI'!$D$2:$AH$20238,3,0))","v":""},{"$f":"IF(C43=\"\",\"\",VLOOKUP(C43,'CENNIK PŁASKI'!$D$2:$AH$20238,4,0))","v":""},null,{"$f":"IF(C43=\"\",\"\",VLOOKUP(C43,'CENNIK PŁASKI'!$D$2:$AH$20238,9,0))","v":""},"",null,"","",{"$f":"IF(C43=\"\",\"\",VLOOKUP(C43,'[3]CENNIK PŁASKI'!$C$2:$AH$27586,24,0))","v":""},"",{"$f":"IF(C43=\"\",\"\",VLOOKUP(C43,'[3]CENNIK PŁASKI'!$C$2:$AH$27586,25,0))","v":""},"",""]
[null,"",null,{"$f":"IF(C44=\"\",\"\",VLOOKUP(C44,'CENNIK PŁASKI'!$D$2:$AH$20238,3,0))","v":""},{"$f":"IF(C44=\"\",\"\",VLOOKUP(C44,'CENNIK PŁASKI'!$D$2:$AH$20238,4,0))","v":""},null,{"$f":"IF(C44=\"\",\"\",VLOOKUP(C44,'CENNIK PŁASKI'!$D$2:$AH$20238,9,0))","v":""},"",null,"","",{"$f":"IF(C44=\"\",\"\",VLOOKUP(C44,'[3]CENNIK PŁASKI'!$C$2:$AH$27586,24,0))","v":""},"",{"$f":"IF(C44=\"\",\"\",VLOOKUP(C44,'[3]CENNIK PŁASKI'!$C$2:$AH$27586,25,0))","v":""},"",""]
[null,"",null,{"$f":"IF(C45=\"\",\"\",VLOOKUP(C45,'CENNIK PŁASKI'!$D$2:$AH$20238,3,0))","v":""},{"$f":"IF(C45=\"\",\"\",VLOOKUP(C45,'CENNIK PŁASKI'!$D$2:$AH$20238,4,0))","v":""},null,{"$f":"IF(C45=\"\",\"\",VLOOKUP(C45,'CENNIK PŁASKI'!$D$2:$AH$20238,9,0))","v":""},"",null,"","",{"$f":"IF(C45=\"\",\"\",VLOOKUP(C45,'[3]CENNIK PŁASKI'!$C$2:$AH$27586,24,0))","v":""},"",{"$f":"IF(C45=\"\",\"\",VLOOKUP(C45,'[3]CENNIK PŁASKI'!$C$2:$AH$27586,25,0))","v":""},"",""]
[null,"",null,{"$f":"IF(C46=\"\",\"\",VLOOKUP(C46,'CENNIK PŁASKI'!$D$2:$AH$20238,3,0))","v":""},{"$f":"IF(C46=\"\",\"\",VLOOKUP(C46,'CENNIK PŁASKI'!$D$2:$AH$20238,4,0))","v":""},null,{"$f":"IF(C46=\"\",\"\",VLOOKUP(C46,'CENNIK PŁASKI'!$D$2:$AH$20238,9,0))","v":""},"",null,"","",{"$f":"IF(C46=\"\",\"\",VLOOKUP(C46,'[3]CENNIK PŁASKI'!$C$2:$AH$27586,24,0))","v":""},"",{"$f":"IF(C46=\"\",\"\",VLOOKUP(C46,'[3]CENNIK PŁASKI'!$C$2:$AH$27586,25,0))","v":""},"",""]
[null,"",null,{"$f":"IF(C47=\"\",\"\",VLOOKUP(C47,'CENNIK PŁASKI'!$D$2:$AH$20238,3,0))","v":""},{"$f":"IF(C47=\"\",\"\",VLOOKUP(C47,'CENNIK PŁASKI'!$D$2:$AH$20238,4,0))","v":""},null,{"$f":"IF(C47=\"\",\"\",VLOOKUP(C47,'CENNIK PŁASKI'!$D$2:$AH$20238,9,0))","v":""},"",null,"","",{"$f":"IF(C47=\"\",\"\",VLOOKUP(C47,'[3]CENNIK PŁASKI'!$C$2:$AH$27586,24,0))","v":""},"",{"$f":"IF(C47=\"\",\"\",VLOOKUP(C47,'[3]CENNIK PŁASKI'!$C$2:$AH$27586,25,0))","v":""},"",""]
[null,"",null,{"$f":"IF(C48=\"\",\"\",VLOOKUP(C48,'CENNIK PŁASKI'!$D$2:$AH$20238,3,0))","v":""},{"$f":"IF(C48=\"\",\"\",VLOOKUP(C48,'CENNIK PŁASKI'!$D$2:$AH$20238,4,0))","v":""},null,{"$f":"IF(C48=\"\",\"\",VLOOKUP(C48,'CENNIK PŁASKI'!$D$2:$AH$20238,9,0))","v":""},"",null,"","",{"$f":"IF(C48=\"\",\"\",VLOOKUP(C48,'[3]CENNIK PŁASKI'!$C$2:$AH$27586,24,0))","v":""},"",{"$f":"IF(C48=\"\",\"\",VLOOKUP(C48,'[3]CENNIK PŁASKI'!$C$2:$AH$27586,25,0))","v":""},"",""]
[null,"",null,{"$f":"IF(C49=\"\",\"\",VLOOKUP(C49,'CENNIK PŁASKI'!$D$2:$AH$20238,3,0))","v":""},{"$f":"IF(C49=\"\",\"\",VLOOKUP(C49,'CENNIK PŁASKI'!$D$2:$AH$20238,4,0))","v":""},null,{"$f":"IF(C49=\"\",\"\",VLOOKUP(C49,'CENNIK PŁASKI'!$D$2:$AH$20238,9,0))","v":""},"",null,"","",{"$f":"IF(C49=\"\",\"\",VLOOKUP(C49,'[3]CENNIK PŁASKI'!$C$2:$AH$27586,24,0))","v":""},"",{"$f":"IF(C49=\"\",\"\",VLOOKUP(C49,'[3]CENNIK PŁASKI'!$C$2:$AH$27586,25,0))","v":""},"",""]
[null,"",null,{"$f":"IF(C50=\"\",\"\",VLOOKUP(C50,'CENNIK PŁASKI'!$D$2:$AH$20238,3,0))","v":""},{"$f":"IF(C50=\"\",\"\",VLOOKUP(C50,'CENNIK PŁASKI'!$D$2:$AH$20238,4,0))","v":""},null,{"$f":"IF(C50=\"\",\"\",VLOOKUP(C50,'CENNIK PŁASKI'!$D$2:$AH$20238,9,0))","v":""},"",null,"","",{"$f":"IF(C50=\"\",\"\",VLOOKUP(C50,'[3]CENNIK PŁASKI'!$C$2:$AH$27586,24,0))","v":""},"",{"$f":"IF(C50=\"\",\"\",VLOOKUP(C50,'[3]CENNIK PŁASKI'!$C$2:$AH$27586,25,0))","v":""},"",""]
[null,"",null,{"$f":"IF(C51=\"\",\"\",VLOOKUP(C51,'CENNIK PŁASKI'!$D$2:$AH$20238,3,0))","v":""},{"$f":"IF(C51=\"\",\"\",VLOOKUP(C51,'CENNIK PŁASKI'!$D$2:$AH$20238,4,0))","v":""},null,{"$f":"IF(C51=\"\",\"\",VLOOKUP(C51,'CENNIK PŁASKI'!$D$2:$AH$20238,9,0))","v":""},"",null,"","",{"$f":"IF(C51=\"\",\"\",VLOOKUP(C51,'[3]CENNIK PŁASKI'!$C$2:$AH$27586,24,0))","v":""},"",{"$f":"IF(C51=\"\",\"\",VLOOKUP(C51,'[3]CENNIK PŁASKI'!$C$2:$AH$27586,25,0))","v":""},"",""]
[null,"",null,{"$f":"IF(C52=\"\",\"\",VLOOKUP(C52,'CENNIK PŁASKI'!$D$2:$AH$20238,3,0))","v":""},{"$f":"IF(C52=\"\",\"\",VLOOKUP(C52,'CENNIK PŁASKI'!$D$2:$AH$20238,4,0))","v":""},null,{"$f":"IF(C52=\"\",\"\",VLOOKUP(C52,'CENNIK PŁASKI'!$D$2:$AH$20238,9,0))","v":""},"",null,"","",{"$f":"IF(C52=\"\",\"\",VLOOKUP(C52,'[3]CENNIK PŁASKI'!$C$2:$AH$27586,24,0))","v":""},"",{"$f":"IF(C52=\"\",\"\",VLOOKUP(C52,'[3]CENNIK PŁASKI'!$C$2:$AH$27586,25,0))","v":""},"",""]
[null,"",null,{"$f":"IF(C53=\"\",\"\",VLOOKUP(C53,'CENNIK PŁASKI'!$D$2:$AH$20238,3,0))","v":""},{"$f":"IF(C53=\"\",\"\",VLOOKUP(C53,'CENNIK PŁASKI'!$D$2:$AH$20238,4,0))","v":""},null,{"$f":"IF(C53=\"\",\"\",VLOOKUP(C53,'CENNIK PŁASKI'!$D$2:$AH$20238,9,0))","v":""},"",null,"","",{"$f":"IF(C53=\"\",\"\",VLOOKUP(C53,'[3]CENNIK PŁASKI'!$C$2:$AH$27586,24,0))","v":""},"",{"$f":"IF(C53=\"\",\"\",VLOOKUP(C53,'[3]CENNIK PŁASKI'!$C$2:$AH$27586,25,0))","v":""},"",""]
[null,"",null,{"$f":"IF(C54=\"\",\"\",VLOOKUP(C54,'CENNIK PŁASKI'!$D$2:$AH$20238,3,0))","v":""},{"$f":"IF(C54=\"\",\"\",VLOOKUP(C54,'CENNIK PŁASKI'!$D$2:$AH$20238,4,0))","v":""},null,{"$f":"IF(C54=\"\",\"\",VLOOKUP(C54,'CENNIK PŁASKI'!$D$2:$AH$20238,9,0))","v":""},"",null,"","",{"$f":"IF(C54=\"\",\"\",VLOOKUP(C54,'[3]CENNIK PŁASKI'!$C$2:$AH$27586,24,0))","v":""},"",{"$f":"IF(C54=\"\",\"\",VLOOKUP(C54,'[3]CENNIK PŁASKI'!$C$2:$AH$27586,25,0))","v":""},"",""]
[null,"",null,{"$f":"IF(C55=\"\",\"\",VLOOKUP(C55,'CENNIK PŁASKI'!$D$2:$AH$20238,3,0))","v":""},{"$f":"IF(C55=\"\",\"\",VLOOKUP(C55,'CENNIK PŁASKI'!$D$2:$AH$20238,4,0))","v":""},null,{"$f":"IF(C55=\"\",\"\",VLOOKUP(C55,'CENNIK PŁASKI'!$D$2:$AH$20238,9,0))","v":""},"",null,"","",{"$f":"IF(C55=\"\",\"\",VLOOKUP(C55,'[3]CENNIK PŁASKI'!$C$2:$AH$27586,24,0))","v":""},"",{"$f":"IF(C55=\"\",\"\",VLOOKUP(C55,'[3]CENNIK PŁASKI'!$C$2:$AH$27586,25,0))","v":""},"",""]
[null,"",null,{"$f":"IF(C56=\"\",\"\",VLOOKUP(C56,'CENNIK PŁASKI'!$D$2:$AH$20238,3,0))","v":""},{"$f":"IF(C56=\"\",\"\",VLOOKUP(C56,'CENNIK PŁASKI'!$D$2:$AH$20238,4,0))","v":""},null,{"$f":"IF(C56=\"\",\"\",VLOOKUP(C56,'CENNIK PŁASKI'!$D$2:$AH$20238,9,0))","v":""},"",null,"","",{"$f":"IF(C56=\"\",\"\",VLOOKUP(C56,'[3]CENNIK PŁASKI'!$C$2:$AH$27586,24,0))","v":""},"",{"$f":"IF(C56=\"\",\"\",VLOOKUP(C56,'[3]CENNIK PŁASKI'!$C$2:$AH$27586,25,0))","v":""},"",""]
[null,"",null,{"$f":"IF(C57=\"\",\"\",VLOOKUP(C57,'CENNIK PŁASKI'!$D$2:$AH$20238,3,0))","v":""},{"$f":"IF(C57=\"\",\"\",VLOOKUP(C57,'CENNIK PŁASKI'!$D$2:$AH$20238,4,0))","v":""},null,{"$f":"IF(C57=\"\",\"\",VLOOKUP(C57,'CENNIK PŁASKI'!$D$2:$AH$20238,9,0))","v":""},"",null,"","",{"$f":"IF(C57=\"\",\"\",VLOOKUP(C57,'[3]CENNIK PŁASKI'!$C$2:$AH$27586,24,0))","v":""},"",{"$f":"IF(C57=\"\",\"\",VLOOKUP(C57,'[3]CENNIK PŁASKI'!$C$2:$AH$27586,25,0))","v":""},"",""]
[null,"",null,{"$f":"IF(C58=\"\",\"\",VLOOKUP(C58,'CENNIK PŁASKI'!$D$2:$AH$20238,3,0))","v":""},{"$f":"IF(C58=\"\",\"\",VLOOKUP(C58,'CENNIK PŁASKI'!$D$2:$AH$20238,4,0))","v":""},null,{"$f":"IF(C58=\"\",\"\",VLOOKUP(C58,'CENNIK PŁASKI'!$D$2:$AH$20238,9,0))","v":""},"",null,"","",{"$f":"IF(C58=\"\",\"\",VLOOKUP(C58,'[3]CENNIK PŁASKI'!$C$2:$AH$27586,24,0))","v":""},"",{"$f":"IF(C58=\"\",\"\",VLOOKUP(C58,'[3]CENNIK PŁASKI'!$C$2:$AH$27586,25,0))","v":""},"",""]
[null,"",null,{"$f":"IF(C59=\"\",\"\",VLOOKUP(C59,'CENNIK PŁASKI'!$D$2:$AH$20238,3,0))","v":""},{"$f":"IF(C59=\"\",\"\",VLOOKUP(C59,'CENNIK PŁASKI'!$D$2:$AH$20238,4,0))","v":""},null,{"$f":"IF(C59=\"\",\"\",VLOOKUP(C59,'CENNIK PŁASKI'!$D$2:$AH$20238,9,0))","v":""},"",null,"","",{"$f":"IF(C59=\"\",\"\",VLOOKUP(C59,'[3]CENNIK PŁASKI'!$C$2:$AH$27586,24,0))","v":""},"",{"$f":"IF(C59=\"\",\"\",VLOOKUP(C59,'[3]CENNIK PŁASKI'!$C$2:$AH$27586,25,0))","v":""},"",""]
[null,"",null,{"$f":"IF(C60=\"\",\"\",VLOOKUP(C60,'CENNIK PŁASKI'!$D$2:$AH$20238,3,0))","v":""},{"$f":"IF(C60=\"\",\"\",VLOOKUP(C60,'CENNIK PŁASKI'!$D$2:$AH$20238,4,0))","v":""},null,{"$f":"IF(C60=\"\",\"\",VLOOKUP(C60,'CENNIK PŁASKI'!$D$2:$AH$20238,9,0))","v":""},"",null,"","",{"$f":"IF(C60=\"\",\"\",VLOOKUP(C60,'[3]CENNIK PŁASKI'!$C$2:$AH$27586,24,0))","v":""},"",{"$f":"IF(C60=\"\",\"\",VLOOKUP(C60,'[3]CENNIK PŁASKI'!$C$2:$AH$27586,25,0))","v":""},"",""]
[null,"",null,{"$f":"IF(C61=\"\",\"\",VLOOKUP(C61,'CENNIK PŁASKI'!$D$2:$AH$20238,3,0))","v":""},{"$f":"IF(C61=\"\",\"\",VLOOKUP(C61,'CENNIK PŁASKI'!$D$2:$AH$20238,4,0))","v":""},null,{"$f":"IF(C61=\"\",\"\",VLOOKUP(C61,'CENNIK PŁASKI'!$D$2:$AH$20238,9,0))","v":""},"",null,"","",{"$f":"IF(C61=\"\",\"\",VLOOKUP(C61,'[3]CENNIK PŁASKI'!$C$2:$AH$27586,24,0))","v":""},"",{"$f":"IF(C61=\"\",\"\",VLOOKUP(C61,'[3]CENNIK PŁASKI'!$C$2:$AH$27586,25,0))","v":""},"",""]
[null,"",null,{"$f":"IF(C62=\"\",\"\",VLOOKUP(C62,'CENNIK PŁASKI'!$D$2:$AH$20238,3,0))","v":""},{"$f":"IF(C62=\"\",\"\",VLOOKUP(C62,'CENNIK PŁASKI'!$D$2:$AH$20238,4,0))","v":""},null,{"$f":"IF(C62=\"\",\"\",VLOOKUP(C62,'CENNIK PŁASKI'!$D$2:$AH$20238,9,0))","v":""},"",null,"","",{"$f":"IF(C62=\"\",\"\",VLOOKUP(C62,'[3]CENNIK PŁASKI'!$C$2:$AH$27586,24,0))","v":""},"",{"$f":"IF(C62=\"\",\"\",VLOOKUP(C62,'[3]CENNIK PŁASKI'!$C$2:$AH$27586,25,0))","v":""},"",""]
[null,"",null,{"$f":"IF(C63=\"\",\"\",VLOOKUP(C63,'CENNIK PŁASKI'!$D$2:$AH$20238,3,0))","v":""},{"$f":"IF(C63=\"\",\"\",VLOOKUP(C63,'CENNIK PŁASKI'!$D$2:$AH$20238,4,0))","v":""},null,{"$f":"IF(C63=\"\",\"\",VLOOKUP(C63,'CENNIK PŁASKI'!$D$2:$AH$20238,9,0))","v":""},"",null,"","",{"$f":"IF(C63=\"\",\"\",VLOOKUP(C63,'[3]CENNIK PŁASKI'!$C$2:$AH$27586,24,0))","v":""},"",{"$f":"IF(C63=\"\",\"\",VLOOKUP(C63,'[3]CENNIK PŁASKI'!$C$2:$AH$27586,25,0))","v":""},"",""]
[null,"",null,{"$f":"IF(C64=\"\",\"\",VLOOKUP(C64,'CENNIK PŁASKI'!$D$2:$AH$20238,3,0))","v":""},{"$f":"IF(C64=\"\",\"\",VLOOKUP(C64,'CENNIK PŁASKI'!$D$2:$AH$20238,4,0))","v":""},null,{"$f":"IF(C64=\"\",\"\",VLOOKUP(C64,'CENNIK PŁASKI'!$D$2:$AH$20238,9,0))","v":""},"",null,"","",{"$f":"IF(C64=\"\",\"\",VLOOKUP(C64,'[3]CENNIK PŁASKI'!$C$2:$AH$27586,24,0))","v":""},"",{"$f":"IF(C64=\"\",\"\",VLOOKUP(C64,'[3]CENNIK PŁASKI'!$C$2:$AH$27586,25,0))","v":""},"",""]
[null,"",null,{"$f":"IF(C65=\"\",\"\",VLOOKUP(C65,'CENNIK PŁASKI'!$D$2:$AH$20238,3,0))","v":""},{"$f":"IF(C65=\"\",\"\",VLOOKUP(C65,'CENNIK PŁASKI'!$D$2:$AH$20238,4,0))","v":""},null,{"$f":"IF(C65=\"\",\"\",VLOOKUP(C65,'CENNIK PŁASKI'!$D$2:$AH$20238,9,0))","v":""},"",null,"","",{"$f":"IF(C65=\"\",\"\",VLOOKUP(C65,'[3]CENNIK PŁASKI'!$C$2:$AH$27586,24,0))","v":""},"",{"$f":"IF(C65=\"\",\"\",VLOOKUP(C65,'[3]CENNIK PŁASKI'!$C$2:$AH$27586,25,0))","v":""},"",""]
[null,"",null,{"$f":"IF(C66=\"\",\"\",VLOOKUP(C66,'CENNIK PŁASKI'!$D$2:$AH$20238,3,0))","v":""},{"$f":"IF(C66=\"\",\"\",VLOOKUP(C66,'CENNIK PŁASKI'!$D$2:$AH$20238,4,0))","v":""},null,{"$f":"IF(C66=\"\",\"\",VLOOKUP(C66,'CENNIK PŁASKI'!$D$2:$AH$20238,9,0))","v":""},"",null,"","",{"$f":"IF(C66=\"\",\"\",VLOOKUP(C66,'[3]CENNIK PŁASKI'!$C$2:$AH$27586,24,0))","v":""},"",{"$f":"IF(C66=\"\",\"\",VLOOKUP(C66,'[3]CENNIK PŁASKI'!$C$2:$AH$27586,25,0))","v":""},"",""]
[null,"",null,{"$f":"IF(C67=\"\",\"\",VLOOKUP(C67,'CENNIK PŁASKI'!$D$2:$AH$20238,3,0))","v":""},{"$f":"IF(C67=\"\",\"\",VLOOKUP(C67,'CENNIK PŁASKI'!$D$2:$AH$20238,4,0))","v":""},null,{"$f":"IF(C67=\"\",\"\",VLOOKUP(C67,'CENNIK PŁASKI'!$D$2:$AH$20238,9,0))","v":""},"",null,"","",{"$f":"IF(C67=\"\",\"\",VLOOKUP(C67,'[3]CENNIK PŁASKI'!$C$2:$AH$27586,24,0))","v":""},"",{"$f":"IF(C67=\"\",\"\",VLOOKUP(C67,'[3]CENNIK PŁASKI'!$C$2:$AH$27586,25,0))","v":""},"",""]
[null,"",null,{"$f":"IF(C68=\"\",\"\",VLOOKUP(C68,'CENNIK PŁASKI'!$D$2:$AH$20238,3,0))","v":""},{"$f":"IF(C68=\"\",\"\",VLOOKUP(C68,'CENNIK PŁASKI'!$D$2:$AH$20238,4,0))","v":""},null,{"$f":"IF(C68=\"\",\"\",VLOOKUP(C68,'CENNIK PŁASKI'!$D$2:$AH$20238,9,0))","v":""},"",null,"","",{"$f":"IF(C68=\"\",\"\",VLOOKUP(C68,'[3]CENNIK PŁASKI'!$C$2:$AH$27586,24,0))","v":""},"",{"$f":"IF(C68=\"\",\"\",VLOOKUP(C68,'[3]CENNIK PŁASKI'!$C$2:$AH$27586,25,0))","v":""},"",""]
[null,"",null,{"$f":"IF(C69=\"\",\"\",VLOOKUP(C69,'CENNIK PŁASKI'!$D$2:$AH$20238,3,0))","v":""},{"$f":"IF(C69=\"\",\"\",VLOOKUP(C69,'CENNIK PŁASKI'!$D$2:$AH$20238,4,0))","v":""},null,{"$f":"IF(C69=\"\",\"\",VLOOKUP(C69,'CENNIK PŁASKI'!$D$2:$AH$20238,9,0))","v":""},"",null,"","",{"$f":"IF(C69=\"\",\"\",VLOOKUP(C69,'[3]CENNIK PŁASKI'!$C$2:$AH$27586,24,0))","v":""},"",{"$f":"IF(C69=\"\",\"\",VLOOKUP(C69,'[3]CENNIK PŁASKI'!$C$2:$AH$27586,25,0))","v":""},"",""]
[null,"",null,{"$f":"IF(C70=\"\",\"\",VLOOKUP(C70,'CENNIK PŁASKI'!$D$2:$AH$20238,3,0))","v":""},{"$f":"IF(C70=\"\",\"\",VLOOKUP(C70,'CENNIK PŁASKI'!$D$2:$AH$20238,4,0))","v":""},null,{"$f":"IF(C70=\"\",\"\",VLOOKUP(C70,'CENNIK PŁASKI'!$D$2:$AH$20238,9,0))","v":""},"",null,"","",{"$f":"IF(C70=\"\",\"\",VLOOKUP(C70,'[3]CENNIK PŁASKI'!$C$2:$AH$27586,24,0))","v":""},"",{"$f":"IF(C70=\"\",\"\",VLOOKUP(C70,'[3]CENNIK PŁASKI'!$C$2:$AH$27586,25,0))","v":""},"",""]
[null,"",null,{"$f":"IF(C71=\"\",\"\",VLOOKUP(C71,'CENNIK PŁASKI'!$D$2:$AH$20238,3,0))","v":""},{"$f":"IF(C71=\"\",\"\",VLOOKUP(C71,'CENNIK PŁASKI'!$D$2:$AH$20238,4,0))","v":""},null,{"$f":"IF(C71=\"\",\"\",VLOOKUP(C71,'CENNIK PŁASKI'!$D$2:$AH$20238,9,0))","v":""},"",null,"","",{"$f":"IF(C71=\"\",\"\",VLOOKUP(C71,'[3]CENNIK PŁASKI'!$C$2:$AH$27586,24,0))","v":""},"",{"$f":"IF(C71=\"\",\"\",VLOOKUP(C71,'[3]CENNIK PŁASKI'!$C$2:$AH$27586,25,0))","v":""},"",""]
[null,"",null,{"$f":"IF(C72=\"\",\"\",VLOOKUP(C72,'CENNIK PŁASKI'!$D$2:$AH$20238,3,0))","v":""},{"$f":"IF(C72=\"\",\"\",VLOOKUP(C72,'CENNIK PŁASKI'!$D$2:$AH$20238,4,0))","v":""},null,{"$f":"IF(C72=\"\",\"\",VLOOKUP(C72,'CENNIK PŁASKI'!$D$2:$AH$20238,9,0))","v":""},"",null,"","",{"$f":"IF(C72=\"\",\"\",VLOOKUP(C72,'[3]CENNIK PŁASKI'!$C$2:$AH$27586,24,0))","v":""},"",{"$f":"IF(C72=\"\",\"\",VLOOKUP(C72,'[3]CENNIK PŁASKI'!$C$2:$AH$27586,25,0))","v":""},"",""]
[null,"",null,{"$f":"IF(C73=\"\",\"\",VLOOKUP(C73,'CENNIK PŁASKI'!$D$2:$AH$20238,3,0))","v":""},{"$f":"IF(C73=\"\",\"\",VLOOKUP(C73,'CENNIK PŁASKI'!$D$2:$AH$20238,4,0))","v":""},null,{"$f":"IF(C73=\"\",\"\",VLOOKUP(C73,'CENNIK PŁASKI'!$D$2:$AH$20238,9,0))","v":""},"",null,"","",{"$f":"IF(C73=\"\",\"\",VLOOKUP(C73,'[3]CENNIK PŁASKI'!$C$2:$AH$27586,24,0))","v":""},"",{"$f":"IF(C73=\"\",\"\",VLOOKUP(C73,'[3]CENNIK PŁASKI'!$C$2:$AH$27586,25,0))","v":""},"",""]
[null,"",null,{"$f":"IF(C74=\"\",\"\",VLOOKUP(C74,'CENNIK PŁASKI'!$D$2:$AH$20238,3,0))","v":""},{"$f":"IF(C74=\"\",\"\",VLOOKUP(C74,'CENNIK PŁASKI'!$D$2:$AH$20238,4,0))","v":""},null,{"$f":"IF(C74=\"\",\"\",VLOOKUP(C74,'CENNIK PŁASKI'!$D$2:$AH$20238,9,0))","v":""},"",null,"","",{"$f":"IF(C74=\"\",\"\",VLOOKUP(C74,'[3]CENNIK PŁASKI'!$C$2:$AH$27586,24,0))","v":""},"",{"$f":"IF(C74=\"\",\"\",VLOOKUP(C74,'[3]CENNIK PŁASKI'!$C$2:$AH$27586,25,0))","v":""},"",""]
[null,"",null,{"$f":"IF(C75=\"\",\"\",VLOOKUP(C75,'CENNIK PŁASKI'!$D$2:$AH$20238,3,0))","v":""},{"$f":"IF(C75=\"\",\"\",VLOOKUP(C75,'CENNIK PŁASKI'!$D$2:$AH$20238,4,0))","v":""},null,{"$f":"IF(C75=\"\",\"\",VLOOKUP(C75,'CENNIK PŁASKI'!$D$2:$AH$20238,9,0))","v":""},"",null,"","",{"$f":"IF(C75=\"\",\"\",VLOOKUP(C75,'[3]CENNIK PŁASKI'!$C$2:$AH$27586,24,0))","v":""},"",{"$f":"IF(C75=\"\",\"\",VLOOKUP(C75,'[3]CENNIK PŁASKI'!$C$2:$AH$27586,25,0))","v":""},"",""]
[null,"",null,{"$f":"IF(C76=\"\",\"\",VLOOKUP(C76,'CENNIK PŁASKI'!$D$2:$AH$20238,3,0))","v":""},{"$f":"IF(C76=\"\",\"\",VLOOKUP(C76,'CENNIK PŁASKI'!$D$2:$AH$20238,4,0))","v":""},null,{"$f":"IF(C76=\"\",\"\",VLOOKUP(C76,'CENNIK PŁASKI'!$D$2:$AH$20238,9,0))","v":""},"",null,"","",{"$f":"IF(C76=\"\",\"\",VLOOKUP(C76,'[3]CENNIK PŁASKI'!$C$2:$AH$27586,24,0))","v":""},"",{"$f":"IF(C76=\"\",\"\",VLOOKUP(C76,'[3]CENNIK PŁASKI'!$C$2:$AH$27586,25,0))","v":""},"",""]
[null,"",null,{"$f":"IF(C77=\"\",\"\",VLOOKUP(C77,'CENNIK PŁASKI'!$D$2:$AH$20238,3,0))","v":""},{"$f":"IF(C77=\"\",\"\",VLOOKUP(C77,'CENNIK PŁASKI'!$D$2:$AH$20238,4,0))","v":""},null,{"$f":"IF(C77=\"\",\"\",VLOOKUP(C77,'CENNIK PŁASKI'!$D$2:$AH$20238,9,0))","v":""},"",null,"","",{"$f":"IF(C77=\"\",\"\",VLOOKUP(C77,'[3]CENNIK PŁASKI'!$C$2:$AH$27586,24,0))","v":""},"",{"$f":"IF(C77=\"\",\"\",VLOOKUP(C77,'[3]CENNIK PŁASKI'!$C$2:$AH$27586,25,0))","v":""},"",""]
[null,"",null,{"$f":"IF(C78=\"\",\"\",VLOOKUP(C78,'CENNIK PŁASKI'!$D$2:$AH$20238,3,0))","v":""},{"$f":"IF(C78=\"\",\"\",VLOOKUP(C78,'CENNIK PŁASKI'!$D$2:$AH$20238,4,0))","v":""},null,{"$f":"IF(C78=\"\",\"\",VLOOKUP(C78,'CENNIK PŁASKI'!$D$2:$AH$20238,9,0))","v":""},"",null,"","",{"$f":"IF(C78=\"\",\"\",VLOOKUP(C78,'[3]CENNIK PŁASKI'!$C$2:$AH$27586,24,0))","v":""},"",{"$f":"IF(C78=\"\",\"\",VLOOKUP(C78,'[3]CENNIK PŁASKI'!$C$2:$AH$27586,25,0))","v":""},"",{"$f":"IF(C78<>\"\",IF(ISNUMBER(F78),\"\",\"Proszę wpisać ilość\"),\"\")","v":""}]
[null,"",null,{"$f":"IF(C79=\"\",\"\",VLOOKUP(C79,'CENNIK PŁASKI'!$D$2:$AH$20238,3,0))","v":""},{"$f":"IF(C79=\"\",\"\",VLOOKUP(C79,'CENNIK PŁASKI'!$D$2:$AH$20238,4,0))","v":""},null,{"$f":"IF(C79=\"\",\"\",VLOOKUP(C79,'CENNIK PŁASKI'!$D$2:$AH$20238,9,0))","v":""},"",null,"","",{"$f":"IF(C79=\"\",\"\",VLOOKUP(C79,'[3]CENNIK PŁASKI'!$C$2:$AH$27586,24,0))","v":""},"",{"$f":"IF(C79=\"\",\"\",VLOOKUP(C79,'[3]CENNIK PŁASKI'!$C$2:$AH$27586,25,0))","v":""},"",""]
[null,{"$f":"IF(C80<>\"\",B79+1,\"\")","v":""},null,{"$f":"IF(C80=\"\",\"\",VLOOKUP(C80,'CENNIK PŁASKI'!$D$2:$AH$20238,3,0))","v":""},{"$f":"IF(C80=\"\",\"\",VLOOKUP(C80,'CENNIK PŁASKI'!$D$2:$AH$20238,4,0))","v":""},null,{"$f":"IF(C80=\"\",\"\",VLOOKUP(C80,'CENNIK PŁASKI'!$D$2:$AH$20238,9,0))","v":""},{"$f":"IF(C80=\"\",\"\",F80*G80)","v":""},null,{"$f":"IF(B80=\"\",\"\",IF(I80>0,G80*(1-I80),G80))","v":""},{"$f":"IF(C80=\"\",\"\",IF(I80>0,H80*(1-I80),H80))","v":""},{"$f":"IF(C80=\"\",\"\",VLOOKUP(C80,'[3]CENNIK PŁASKI'!$C$2:$AH$27586,24,0))","v":""},{"$f":"HYPERLINK(L80,L80)","v":""},{"$f":"IF(C80=\"\",\"\",VLOOKUP(C80,'[3]CENNIK PŁASKI'!$C$2:$AH$27586,25,0))","v":""},{"$f":"HYPERLINK(N80,N80)","v":""},""]
[null,"",null,{"$f":"IF(C81=\"\",\"\",VLOOKUP(C81,'CENNIK PŁASKI'!$D$2:$AH$20238,3,0))","v":""},{"$f":"IF(C81=\"\",\"\",VLOOKUP(C81,'CENNIK PŁASKI'!$D$2:$AH$20238,4,0))","v":""},null,{"$f":"IF(C81=\"\",\"\",VLOOKUP(C81,'CENNIK PŁASKI'!$D$2:$AH$20238,9,0))","v":""},"",null,"","",{"$f":"IF(C81=\"\",\"\",VLOOKUP(C81,'[3]CENNIK PŁASKI'!$C$2:$AH$27586,24,0))","v":""},"",{"$f":"IF(C81=\"\",\"\",VLOOKUP(C81,'[3]CENNIK PŁASKI'!$C$2:$AH$27586,25,0))","v":""},"",""]
[null,"",null,{"$f":"IF(C82=\"\",\"\",VLOOKUP(C82,'CENNIK PŁASKI'!$D$2:$AH$20238,3,0))","v":""},{"$f":"IF(C82=\"\",\"\",VLOOKUP(C82,'CENNIK PŁASKI'!$D$2:$AH$20238,4,0))","v":""},null,{"$f":"IF(C82=\"\",\"\",VLOOKUP(C82,'CENNIK PŁASKI'!$D$2:$AH$20238,9,0))","v":""},"",null,"","",{"$f":"IF(C82=\"\",\"\",VLOOKUP(C82,'[3]CENNIK PŁASKI'!$C$2:$AH$27586,24,0))","v":""},"",{"$f":"IF(C82=\"\",\"\",VLOOKUP(C82,'[3]CENNIK PŁASKI'!$C$2:$AH$27586,25,0))","v":""},"",""]
[null,"",null,{"$f":"IF(C83=\"\",\"\",VLOOKUP(C83,'CENNIK PŁASKI'!$D$2:$AH$20238,3,0))","v":""},{"$f":"IF(C83=\"\",\"\",VLOOKUP(C83,'CENNIK PŁASKI'!$D$2:$AH$20238,4,0))","v":""},null,{"$f":"IF(C83=\"\",\"\",VLOOKUP(C83,'CENNIK PŁASKI'!$D$2:$AH$20238,9,0))","v":""},"",null,"","",{"$f":"IF(C83=\"\",\"\",VLOOKUP(C83,'[3]CENNIK PŁASKI'!$C$2:$AH$27586,24,0))","v":""},"",{"$f":"IF(C83=\"\",\"\",VLOOKUP(C83,'[3]CENNIK PŁASKI'!$C$2:$AH$27586,25,0))","v":""},"",""]
[null,"",null,{"$f":"IF(C84=\"\",\"\",VLOOKUP(C84,'CENNIK PŁASKI'!$D$2:$AH$20238,3,0))","v":""},{"$f":"IF(C84=\"\",\"\",VLOOKUP(C84,'CENNIK PŁASKI'!$D$2:$AH$20238,4,0))","v":""},null,{"$f":"IF(C84=\"\",\"\",VLOOKUP(C84,'CENNIK PŁASKI'!$D$2:$AH$20238,9,0))","v":""},"",null,"","",{"$f":"IF(C84=\"\",\"\",VLOOKUP(C84,'[3]CENNIK PŁASKI'!$C$2:$AH$27586,24,0))","v":""},"",{"$f":"IF(C84=\"\",\"\",VLOOKUP(C84,'[3]CENNIK PŁASKI'!$C$2:$AH$27586,25,0))","v":""},"",""]
[null,"",null,{"$f":"IF(C85=\"\",\"\",VLOOKUP(C85,'CENNIK PŁASKI'!$D$2:$AH$20238,3,0))","v":""},{"$f":"IF(C85=\"\",\"\",VLOOKUP(C85,'CENNIK PŁASKI'!$D$2:$AH$20238,4,0))","v":""},null,{"$f":"IF(C85=\"\",\"\",VLOOKUP(C85,'CENNIK PŁASKI'!$D$2:$AH$20238,9,0))","v":""},"",null,"","",{"$f":"IF(C85=\"\",\"\",VLOOKUP(C85,'[3]CENNIK PŁASKI'!$C$2:$AH$27586,24,0))","v":""},"",{"$f":"IF(C85=\"\",\"\",VLOOKUP(C85,'[3]CENNIK PŁASKI'!$C$2:$AH$27586,25,0))","v":""},"",""]
[null,"",null,{"$f":"IF(C86=\"\",\"\",VLOOKUP(C86,'CENNIK PŁASKI'!$D$2:$AH$20238,3,0))","v":""},{"$f":"IF(C86=\"\",\"\",VLOOKUP(C86,'CENNIK PŁASKI'!$D$2:$AH$20238,4,0))","v":""},null,{"$f":"IF(C86=\"\",\"\",VLOOKUP(C86,'CENNIK PŁASKI'!$D$2:$AH$20238,9,0))","v":""},"",null,"","",{"$f":"IF(C86=\"\",\"\",VLOOKUP(C86,'[3]CENNIK PŁASKI'!$C$2:$AH$27586,24,0))","v":""},"",{"$f":"IF(C86=\"\",\"\",VLOOKUP(C86,'[3]CENNIK PŁASKI'!$C$2:$AH$27586,25,0))","v":""},"",""]
[null,"",null,{"$f":"IF(C87=\"\",\"\",VLOOKUP(C87,'CENNIK PŁASKI'!$D$2:$AH$20238,3,0))","v":""},{"$f":"IF(C87=\"\",\"\",VLOOKUP(C87,'CENNIK PŁASKI'!$D$2:$AH$20238,4,0))","v":""},null,{"$f":"IF(C87=\"\",\"\",VLOOKUP(C87,'CENNIK PŁASKI'!$D$2:$AH$20238,9,0))","v":""},"",null,"","",{"$f":"IF(C87=\"\",\"\",VLOOKUP(C87,'[3]CENNIK PŁASKI'!$C$2:$AH$27586,24,0))","v":""},"",{"$f":"IF(C87=\"\",\"\",VLOOKUP(C87,'[3]CENNIK PŁASKI'!$C$2:$AH$27586,25,0))","v":""},"",""]
[null,"",null,{"$f":"IF(C88=\"\",\"\",VLOOKUP(C88,'CENNIK PŁASKI'!$D$2:$AH$20238,3,0))","v":""},{"$f":"IF(C88=\"\",\"\",VLOOKUP(C88,'CENNIK PŁASKI'!$D$2:$AH$20238,4,0))","v":""},null,{"$f":"IF(C88=\"\",\"\",VLOOKUP(C88,'CENNIK PŁASKI'!$D$2:$AH$20238,9,0))","v":""},"",null,"","",{"$f":"IF(C88=\"\",\"\",VLOOKUP(C88,'[3]CENNIK PŁASKI'!$C$2:$AH$27586,24,0))","v":""},"",{"$f":"IF(C88=\"\",\"\",VLOOKUP(C88,'[3]CENNIK PŁASKI'!$C$2:$AH$27586,25,0))","v":""},"",""]
[null,"",null,{"$f":"IF(C89=\"\",\"\",VLOOKUP(C89,'CENNIK PŁASKI'!$D$2:$AH$20238,3,0))","v":""},{"$f":"IF(C89=\"\",\"\",VLOOKUP(C89,'CENNIK PŁASKI'!$D$2:$AH$20238,4,0))","v":""},null,{"$f":"IF(C89=\"\",\"\",VLOOKUP(C89,'CENNIK PŁASKI'!$D$2:$AH$20238,9,0))","v":""},"",null,"","",{"$f":"IF(C89=\"\",\"\",VLOOKUP(C89,'[3]CENNIK PŁASKI'!$C$2:$AH$27586,24,0))","v":""},"",{"$f":"IF(C89=\"\",\"\",VLOOKUP(C89,'[3]CENNIK PŁASKI'!$C$2:$AH$27586,25,0))","v":""},"",""]
[null,"",null,{"$f":"IF(C90=\"\",\"\",VLOOKUP(C90,'CENNIK PŁASKI'!$D$2:$AH$20238,3,0))","v":""},{"$f":"IF(C90=\"\",\"\",VLOOKUP(C90,'CENNIK PŁASKI'!$D$2:$AH$20238,4,0))","v":""},null,{"$f":"IF(C90=\"\",\"\",VLOOKUP(C90,'CENNIK PŁASKI'!$D$2:$AH$20238,9,0))","v":""},"",null,"","",{"$f":"IF(C90=\"\",\"\",VLOOKUP(C90,'[3]CENNIK PŁASKI'!$C$2:$AH$27586,24,0))","v":""},"",{"$f":"IF(C90=\"\",\"\",VLOOKUP(C90,'[3]CENNIK PŁASKI'!$C$2:$AH$27586,25,0))","v":""},"",""]
[null,"",null,{"$f":"IF(C91=\"\",\"\",VLOOKUP(C91,'CENNIK PŁASKI'!$D$2:$AH$20238,3,0))","v":""},{"$f":"IF(C91=\"\",\"\",VLOOKUP(C91,'CENNIK PŁASKI'!$D$2:$AH$20238,4,0))","v":""},null,{"$f":"IF(C91=\"\",\"\",VLOOKUP(C91,'CENNIK PŁASKI'!$D$2:$AH$20238,9,0))","v":""},"",null,"","",{"$f":"IF(C91=\"\",\"\",VLOOKUP(C91,'[3]CENNIK PŁASKI'!$C$2:$AH$27586,24,0))","v":""},"",{"$f":"IF(C91=\"\",\"\",VLOOKUP(C91,'[3]CENNIK PŁASKI'!$C$2:$AH$27586,25,0))","v":""},"",""]
[null,"",null,{"$f":"IF(C92=\"\",\"\",VLOOKUP(C92,'CENNIK PŁASKI'!$D$2:$AH$20238,3,0))","v":""},{"$f":"IF(C92=\"\",\"\",VLOOKUP(C92,'CENNIK PŁASKI'!$D$2:$AH$20238,4,0))","v":""},null,{"$f":"IF(C92=\"\",\"\",VLOOKUP(C92,'CENNIK PŁASKI'!$D$2:$AH$20238,9,0))","v":""},"",null,"","",{"$f":"IF(C92=\"\",\"\",VLOOKUP(C92,'[3]CENNIK PŁASKI'!$C$2:$AH$27586,24,0))","v":""},"",{"$f":"IF(C92=\"\",\"\",VLOOKUP(C92,'[3]CENNIK PŁASKI'!$C$2:$AH$27586,25,0))","v":""},"",""]
[null,"",null,{"$f":"IF(C93=\"\",\"\",VLOOKUP(C93,'CENNIK PŁASKI'!$D$2:$AH$20238,3,0))","v":""},{"$f":"IF(C93=\"\",\"\",VLOOKUP(C93,'CENNIK PŁASKI'!$D$2:$AH$20238,4,0))","v":""},null,{"$f":"IF(C93=\"\",\"\",VLOOKUP(C93,'CENNIK PŁASKI'!$D$2:$AH$20238,9,0))","v":""},"",null,"","",{"$f":"IF(C93=\"\",\"\",VLOOKUP(C93,'[3]CENNIK PŁASKI'!$C$2:$AH$27586,24,0))","v":""},"",{"$f":"IF(C93=\"\",\"\",VLOOKUP(C93,'[3]CENNIK PŁASKI'!$C$2:$AH$27586,25,0))","v":""},"",""]
[null,"",null,{"$f":"IF(C94=\"\",\"\",VLOOKUP(C94,'CENNIK PŁASKI'!$D$2:$AH$20238,3,0))","v":""},{"$f":"IF(C94=\"\",\"\",VLOOKUP(C94,'CENNIK PŁASKI'!$D$2:$AH$20238,4,0))","v":""},null,{"$f":"IF(C94=\"\",\"\",VLOOKUP(C94,'CENNIK PŁASKI'!$D$2:$AH$20238,9,0))","v":""},"",null,"","",{"$f":"IF(C94=\"\",\"\",VLOOKUP(C94,'[3]CENNIK PŁASKI'!$C$2:$AH$27586,24,0))","v":""},"",{"$f":"IF(C94=\"\",\"\",VLOOKUP(C94,'[3]CENNIK PŁASKI'!$C$2:$AH$27586,25,0))","v":""},"",""]
[null,"",null,{"$f":"IF(C95=\"\",\"\",VLOOKUP(C95,'CENNIK PŁASKI'!$D$2:$AH$20238,3,0))","v":""},{"$f":"IF(C95=\"\",\"\",VLOOKUP(C95,'CENNIK PŁASKI'!$D$2:$AH$20238,4,0))","v":""},null,{"$f":"IF(C95=\"\",\"\",VLOOKUP(C95,'CENNIK PŁASKI'!$D$2:$AH$20238,9,0))","v":""},"",null,"","",{"$f":"IF(C95=\"\",\"\",VLOOKUP(C95,'[3]CENNIK PŁASKI'!$C$2:$AH$27586,24,0))","v":""},"",{"$f":"IF(C95=\"\",\"\",VLOOKUP(C95,'[3]CENNIK PŁASKI'!$C$2:$AH$27586,25,0))","v":""},"",""]
[null,"",null,{"$f":"IF(C96=\"\",\"\",VLOOKUP(C96,'CENNIK PŁASKI'!$D$2:$AH$20238,3,0))","v":""},{"$f":"IF(C96=\"\",\"\",VLOOKUP(C96,'CENNIK PŁASKI'!$D$2:$AH$20238,4,0))","v":""},null,{"$f":"IF(C96=\"\",\"\",VLOOKUP(C96,'CENNIK PŁASKI'!$D$2:$AH$20238,9,0))","v":""},"",null,"","",{"$f":"IF(C96=\"\",\"\",VLOOKUP(C96,'[3]CENNIK PŁASKI'!$C$2:$AH$27586,24,0))","v":""},"",{"$f":"IF(C96=\"\",\"\",VLOOKUP(C96,'[3]CENNIK PŁASKI'!$C$2:$AH$27586,25,0))","v":""},"",""]
[null,"",null,{"$f":"IF(C97=\"\",\"\",VLOOKUP(C97,'CENNIK PŁASKI'!$D$2:$AH$20238,3,0))","v":""},{"$f":"IF(C97=\"\",\"\",VLOOKUP(C97,'CENNIK PŁASKI'!$D$2:$AH$20238,4,0))","v":""},null,{"$f":"IF(C97=\"\",\"\",VLOOKUP(C97,'CENNIK PŁASKI'!$D$2:$AH$20238,9,0))","v":""},"",null,"","",{"$f":"IF(C97=\"\",\"\",VLOOKUP(C97,'[3]CENNIK PŁASKI'!$C$2:$AH$27586,24,0))","v":""},"",{"$f":"IF(C97=\"\",\"\",VLOOKUP(C97,'[3]CENNIK PŁASKI'!$C$2:$AH$27586,25,0))","v":""},"",""]
[null,"",null,{"$f":"IF(C98=\"\",\"\",VLOOKUP(C98,'CENNIK PŁASKI'!$D$2:$AH$20238,3,0))","v":""},{"$f":"IF(C98=\"\",\"\",VLOOKUP(C98,'CENNIK PŁASKI'!$D$2:$AH$20238,4,0))","v":""},null,{"$f":"IF(C98=\"\",\"\",VLOOKUP(C98,'CENNIK PŁASKI'!$D$2:$AH$20238,9,0))","v":""},"",null,"","",{"$f":"IF(C98=\"\",\"\",VLOOKUP(C98,'[3]CENNIK PŁASKI'!$C$2:$AH$27586,24,0))","v":""},"",{"$f":"IF(C98=\"\",\"\",VLOOKUP(C98,'[3]CENNIK PŁASKI'!$C$2:$AH$27586,25,0))","v":""},"",""]
[null,"",null,{"$f":"IF(C99=\"\",\"\",VLOOKUP(C99,'CENNIK PŁASKI'!$D$2:$AH$20238,3,0))","v":""},{"$f":"IF(C99=\"\",\"\",VLOOKUP(C99,'CENNIK PŁASKI'!$D$2:$AH$20238,4,0))","v":""},null,{"$f":"IF(C99=\"\",\"\",VLOOKUP(C99,'CENNIK PŁASKI'!$D$2:$AH$20238,9,0))","v":""},"",null,"","",{"$f":"IF(C99=\"\",\"\",VLOOKUP(C99,'[3]CENNIK PŁASKI'!$C$2:$AH$27586,24,0))","v":""},"",{"$f":"IF(C99=\"\",\"\",VLOOKUP(C99,'[3]CENNIK PŁASKI'!$C$2:$AH$27586,25,0))","v":""},"",""]
[null,"",null,{"$f":"IF(C100=\"\",\"\",VLOOKUP(C100,'CENNIK PŁASKI'!$D$2:$AH$20238,3,0))","v":""},{"$f":"IF(C100=\"\",\"\",VLOOKUP(C100,'CENNIK PŁASKI'!$D$2:$AH$20238,4,0))","v":""},null,{"$f":"IF(C100=\"\",\"\",VLOOKUP(C100,'CENNIK PŁASKI'!$D$2:$AH$20238,9,0))","v":""},"",null,"","",{"$f":"IF(C100=\"\",\"\",VLOOKUP(C100,'[3]CENNIK PŁASKI'!$C$2:$AH$27586,24,0))","v":""},"",{"$f":"IF(C100=\"\",\"\",VLOOKUP(C100,'[3]CENNIK PŁASKI'!$C$2:$AH$27586,25,0))","v":""},"",""]
[null,"",null,{"$f":"IF(C101=\"\",\"\",VLOOKUP(C101,'CENNIK PŁASKI'!$D$2:$AH$20238,3,0))","v":""},{"$f":"IF(C101=\"\",\"\",VLOOKUP(C101,'CENNIK PŁASKI'!$D$2:$AH$20238,4,0))","v":""},null,{"$f":"IF(C101=\"\",\"\",VLOOKUP(C101,'CENNIK PŁASKI'!$D$2:$AH$20238,9,0))","v":""},"",null,"","",{"$f":"IF(C101=\"\",\"\",VLOOKUP(C101,'[3]CENNIK PŁASKI'!$C$2:$AH$27586,24,0))","v":""},"",{"$f":"IF(C101=\"\",\"\",VLOOKUP(C101,'[3]CENNIK PŁASKI'!$C$2:$AH$27586,25,0))","v":""},"",""]
[null,"",null,{"$f":"IF(C102=\"\",\"\",VLOOKUP(C102,'CENNIK PŁASKI'!$D$2:$AH$20238,3,0))","v":""},{"$f":"IF(C102=\"\",\"\",VLOOKUP(C102,'CENNIK PŁASKI'!$D$2:$AH$20238,4,0))","v":""},null,{"$f":"IF(C102=\"\",\"\",VLOOKUP(C102,'CENNIK PŁASKI'!$D$2:$AH$20238,9,0))","v":""},"",null,"","",{"$f":"IF(C102=\"\",\"\",VLOOKUP(C102,'[3]CENNIK PŁASKI'!$C$2:$AH$27586,24,0))","v":""},"",{"$f":"IF(C102=\"\",\"\",VLOOKUP(C102,'[3]CENNIK PŁASKI'!$C$2:$AH$27586,25,0))","v":""},"",""]
[null,"",null,{"$f":"IF(C103=\"\",\"\",VLOOKUP(C103,'CENNIK PŁASKI'!$D$2:$AH$20238,3,0))","v":""},{"$f":"IF(C103=\"\",\"\",VLOOKUP(C103,'CENNIK PŁASKI'!$D$2:$AH$20238,4,0))","v":""},null,{"$f":"IF(C103=\"\",\"\",VLOOKUP(C103,'CENNIK PŁASKI'!$D$2:$AH$20238,9,0))","v":""},"",null,"","",{"$f":"IF(C103=\"\",\"\",VLOOKUP(C103,'[3]CENNIK PŁASKI'!$C$2:$AH$27586,24,0))","v":""},"",{"$f":"IF(C103=\"\",\"\",VLOOKUP(C103,'[3]CENNIK PŁASKI'!$C$2:$AH$27586,25,0))","v":""},"",""]
[null,"",null,{"$f":"IF(C104=\"\",\"\",VLOOKUP(C104,'CENNIK PŁASKI'!$D$2:$AH$20238,3,0))","v":""},{"$f":"IF(C104=\"\",\"\",VLOOKUP(C104,'CENNIK PŁASKI'!$D$2:$AH$20238,4,0))","v":""},null,{"$f":"IF(C104=\"\",\"\",VLOOKUP(C104,'CENNIK PŁASKI'!$D$2:$AH$20238,9,0))","v":""},"",null,"","",{"$f":"IF(C104=\"\",\"\",VLOOKUP(C104,'[3]CENNIK PŁASKI'!$C$2:$AH$27586,24,0))","v":""},"",{"$f":"IF(C104=\"\",\"\",VLOOKUP(C104,'[3]CENNIK PŁASKI'!$C$2:$AH$27586,25,0))","v":""},"",""]
[null,"",null,{"$f":"IF(C105=\"\",\"\",VLOOKUP(C105,'CENNIK PŁASKI'!$D$2:$AH$20238,3,0))","v":""},{"$f":"IF(C105=\"\",\"\",VLOOKUP(C105,'CENNIK PŁASKI'!$D$2:$AH$20238,4,0))","v":""},null,{"$f":"IF(C105=\"\",\"\",VLOOKUP(C105,'CENNIK PŁASKI'!$D$2:$AH$20238,9,0))","v":""},"",null,"","",{"$f":"IF(C105=\"\",\"\",VLOOKUP(C105,'[3]CENNIK PŁASKI'!$C$2:$AH$27586,24,0))","v":""},"",{"$f":"IF(C105=\"\",\"\",VLOOKUP(C105,'[3]CENNIK PŁASKI'!$C$2:$AH$27586,25,0))","v":""},"",""]
[null,"",null,{"$f":"IF(C106=\"\",\"\",VLOOKUP(C106,'CENNIK PŁASKI'!$D$2:$AH$20238,3,0))","v":""},{"$f":"IF(C106=\"\",\"\",VLOOKUP(C106,'CENNIK PŁASKI'!$D$2:$AH$20238,4,0))","v":""},null,{"$f":"IF(C106=\"\",\"\",VLOOKUP(C106,'CENNIK PŁASKI'!$D$2:$AH$20238,9,0))","v":""},"",null,"","",{"$f":"IF(C106=\"\",\"\",VLOOKUP(C106,'[3]CENNIK PŁASKI'!$C$2:$AH$27586,24,0))","v":""},"",{"$f":"IF(C106=\"\",\"\",VLOOKUP(C106,'[3]CENNIK PŁASKI'!$C$2:$AH$27586,25,0))","v":""},"",""]
[null,"",null,{"$f":"IF(C107=\"\",\"\",VLOOKUP(C107,'CENNIK PŁASKI'!$D$2:$AH$20238,3,0))","v":""},{"$f":"IF(C107=\"\",\"\",VLOOKUP(C107,'CENNIK PŁASKI'!$D$2:$AH$20238,4,0))","v":""},null,{"$f":"IF(C107=\"\",\"\",VLOOKUP(C107,'CENNIK PŁASKI'!$D$2:$AH$20238,9,0))","v":""},"",null,"","",{"$f":"IF(C107=\"\",\"\",VLOOKUP(C107,'[3]CENNIK PŁASKI'!$C$2:$AH$27586,24,0))","v":""},"",{"$f":"IF(C107=\"\",\"\",VLOOKUP(C107,'[3]CENNIK PŁASKI'!$C$2:$AH$27586,25,0))","v":""},"",""]
[null,"",null,{"$f":"IF(C108=\"\",\"\",VLOOKUP(C108,'CENNIK PŁASKI'!$D$2:$AH$20238,3,0))","v":""},{"$f":"IF(C108=\"\",\"\",VLOOKUP(C108,'CENNIK PŁASKI'!$D$2:$AH$20238,4,0))","v":""},null,{"$f":"IF(C108=\"\",\"\",VLOOKUP(C108,'CENNIK PŁASKI'!$D$2:$AH$20238,9,0))","v":""},"",null,"","",{"$f":"IF(C108=\"\",\"\",VLOOKUP(C108,'[3]CENNIK PŁASKI'!$C$2:$AH$27586,24,0))","v":""},"",{"$f":"IF(C108=\"\",\"\",VLOOKUP(C108,'[3]CENNIK PŁASKI'!$C$2:$AH$27586,25,0))","v":""},"",""]
[null,"",null,{"$f":"IF(C109=\"\",\"\",VLOOKUP(C109,'CENNIK PŁASKI'!$D$2:$AH$20238,3,0))","v":""},{"$f":"IF(C109=\"\",\"\",VLOOKUP(C109,'CENNIK PŁASKI'!$D$2:$AH$20238,4,0))","v":""},null,{"$f":"IF(C109=\"\",\"\",VLOOKUP(C109,'CENNIK PŁASKI'!$D$2:$AH$20238,9,0))","v":""},"",null,"","",{"$f":"IF(C109=\"\",\"\",VLOOKUP(C109,'[3]CENNIK PŁASKI'!$C$2:$AH$27586,24,0))","v":""},"",{"$f":"IF(C109=\"\",\"\",VLOOKUP(C109,'[3]CENNIK PŁASKI'!$C$2:$AH$27586,25,0))","v":""},"",""]
[null,"",null,{"$f":"IF(C110=\"\",\"\",VLOOKUP(C110,'CENNIK PŁASKI'!$D$2:$AH$20238,3,0))","v":""},{"$f":"IF(C110=\"\",\"\",VLOOKUP(C110,'CENNIK PŁASKI'!$D$2:$AH$20238,4,0))","v":""},null,{"$f":"IF(C110=\"\",\"\",VLOOKUP(C110,'CENNIK PŁASKI'!$D$2:$AH$20238,9,0))","v":""},"",null,"","",{"$f":"IF(C110=\"\",\"\",VLOOKUP(C110,'[3]CENNIK PŁASKI'!$C$2:$AH$27586,24,0))","v":""},"",{"$f":"IF(C110=\"\",\"\",VLOOKUP(C110,'[3]CENNIK PŁASKI'!$C$2:$AH$27586,25,0))","v":""},"",""]
[null,"",null,{"$f":"IF(C111=\"\",\"\",VLOOKUP(C111,'CENNIK PŁASKI'!$D$2:$AH$20238,3,0))","v":""},{"$f":"IF(C111=\"\",\"\",VLOOKUP(C111,'CENNIK PŁASKI'!$D$2:$AH$20238,4,0))","v":""},null,{"$f":"IF(C111=\"\",\"\",VLOOKUP(C111,'CENNIK PŁASKI'!$D$2:$AH$20238,9,0))","v":""},"",null,"","",{"$f":"IF(C111=\"\",\"\",VLOOKUP(C111,'[3]CENNIK PŁASKI'!$C$2:$AH$27586,24,0))","v":""},"",{"$f":"IF(C111=\"\",\"\",VLOOKUP(C111,'[3]CENNIK PŁASKI'!$C$2:$AH$27586,25,0))","v":""},"",""]
[null,"",null,{"$f":"IF(C112=\"\",\"\",VLOOKUP(C112,'CENNIK PŁASKI'!$D$2:$AH$20238,3,0))","v":""},{"$f":"IF(C112=\"\",\"\",VLOOKUP(C112,'CENNIK PŁASKI'!$D$2:$AH$20238,4,0))","v":""},null,{"$f":"IF(C112=\"\",\"\",VLOOKUP(C112,'CENNIK PŁASKI'!$D$2:$AH$20238,9,0))","v":""},"",null,"","",{"$f":"IF(C112=\"\",\"\",VLOOKUP(C112,'[3]CENNIK PŁASKI'!$C$2:$AH$27586,24,0))","v":""},"",{"$f":"IF(C112=\"\",\"\",VLOOKUP(C112,'[3]CENNIK PŁASKI'!$C$2:$AH$27586,25,0))","v":""},"",""]
[null,"",null,{"$f":"IF(C113=\"\",\"\",VLOOKUP(C113,'CENNIK PŁASKI'!$D$2:$AH$20238,3,0))","v":""},{"$f":"IF(C113=\"\",\"\",VLOOKUP(C113,'CENNIK PŁASKI'!$D$2:$AH$20238,4,0))","v":""},null,{"$f":"IF(C113=\"\",\"\",VLOOKUP(C113,'CENNIK PŁASKI'!$D$2:$AH$20238,9,0))","v":""},"",null,"","",{"$f":"IF(C113=\"\",\"\",VLOOKUP(C113,'[3]CENNIK PŁASKI'!$C$2:$AH$27586,24,0))","v":""},"",{"$f":"IF(C113=\"\",\"\",VLOOKUP(C113,'[3]CENNIK PŁASKI'!$C$2:$AH$27586,25,0))","v":""},"",""]
[null,"",null,{"$f":"IF(C114=\"\",\"\",VLOOKUP(C114,'CENNIK PŁASKI'!$D$2:$AH$20238,3,0))","v":""},{"$f":"IF(C114=\"\",\"\",VLOOKUP(C114,'CENNIK PŁASKI'!$D$2:$AH$20238,4,0))","v":""},null,{"$f":"IF(C114=\"\",\"\",VLOOKUP(C114,'CENNIK PŁASKI'!$D$2:$AH$20238,9,0))","v":""},"",null,"","",{"$f":"IF(C114=\"\",\"\",VLOOKUP(C114,'[3]CENNIK PŁASKI'!$C$2:$AH$27586,24,0))","v":""},"",{"$f":"IF(C114=\"\",\"\",VLOOKUP(C114,'[3]CENNIK PŁASKI'!$C$2:$AH$27586,25,0))","v":""},"",""]
[null,"",null,{"$f":"IF(C115=\"\",\"\",VLOOKUP(C115,'CENNIK PŁASKI'!$D$2:$AH$20238,3,0))","v":""},{"$f":"IF(C115=\"\",\"\",VLOOKUP(C115,'CENNIK PŁASKI'!$D$2:$AH$20238,4,0))","v":""},null,{"$f":"IF(C115=\"\",\"\",VLOOKUP(C115,'CENNIK PŁASKI'!$D$2:$AH$20238,9,0))","v":""},"",null,"","",{"$f":"IF(C115=\"\",\"\",VLOOKUP(C115,'[3]CENNIK PŁASKI'!$C$2:$AH$27586,24,0))","v":""},"",{"$f":"IF(C115=\"\",\"\",VLOOKUP(C115,'[3]CENNIK PŁASKI'!$C$2:$AH$27586,25,0))","v":""},"",""]
[null,"",null,{"$f":"IF(C116=\"\",\"\",VLOOKUP(C116,'CENNIK PŁASKI'!$D$2:$AH$20238,3,0))","v":""},{"$f":"IF(C116=\"\",\"\",VLOOKUP(C116,'CENNIK PŁASKI'!$D$2:$AH$20238,4,0))","v":""},null,{"$f":"IF(C116=\"\",\"\",VLOOKUP(C116,'CENNIK PŁASKI'!$D$2:$AH$20238,9,0))","v":""},"",null,"","",{"$f":"IF(C116=\"\",\"\",VLOOKUP(C116,'[3]CENNIK PŁASKI'!$C$2:$AH$27586,24,0))","v":""},"",{"$f":"IF(C116=\"\",\"\",VLOOKUP(C116,'[3]CENNIK PŁASKI'!$C$2:$AH$27586,25,0))","v":""},"",""]
[null,"",null,{"$f":"IF(C117=\"\",\"\",VLOOKUP(C117,'CENNIK PŁASKI'!$D$2:$AH$20238,3,0))","v":""},{"$f":"IF(C117=\"\",\"\",VLOOKUP(C117,'CENNIK PŁASKI'!$D$2:$AH$20238,4,0))","v":""},null,{"$f":"IF(C117=\"\",\"\",VLOOKUP(C117,'CENNIK PŁASKI'!$D$2:$AH$20238,9,0))","v":""},"",null,"","",{"$f":"IF(C117=\"\",\"\",VLOOKUP(C117,'[3]CENNIK PŁASKI'!$C$2:$AH$27586,24,0))","v":""},"",{"$f":"IF(C117=\"\",\"\",VLOOKUP(C117,'[3]CENNIK PŁASKI'!$C$2:$AH$27586,25,0))","v":""},"",""]
[null,"",null,{"$f":"IF(C118=\"\",\"\",VLOOKUP(C118,'CENNIK PŁASKI'!$D$2:$AH$20238,3,0))","v":""},{"$f":"IF(C118=\"\",\"\",VLOOKUP(C118,'CENNIK PŁASKI'!$D$2:$AH$20238,4,0))","v":""},null,{"$f":"IF(C118=\"\",\"\",VLOOKUP(C118,'CENNIK PŁASKI'!$D$2:$AH$20238,9,0))","v":""},"",null,"","",{"$f":"IF(C118=\"\",\"\",VLOOKUP(C118,'[3]CENNIK PŁASKI'!$C$2:$AH$27586,24,0))","v":""},"",{"$f":"IF(C118=\"\",\"\",VLOOKUP(C118,'[3]CENNIK PŁASKI'!$C$2:$AH$27586,25,0))","v":""},"",""]
[null,"",null,{"$f":"IF(C119=\"\",\"\",VLOOKUP(C119,'CENNIK PŁASKI'!$D$2:$AH$20238,3,0))","v":""},{"$f":"IF(C119=\"\",\"\",VLOOKUP(C119,'CENNIK PŁASKI'!$D$2:$AH$20238,4,0))","v":""},null,{"$f":"IF(C119=\"\",\"\",VLOOKUP(C119,'CENNIK PŁASKI'!$D$2:$AH$20238,9,0))","v":""},"",null,"","",{"$f":"IF(C119=\"\",\"\",VLOOKUP(C119,'[3]CENNIK PŁASKI'!$C$2:$AH$27586,24,0))","v":""},"",{"$f":"IF(C119=\"\",\"\",VLOOKUP(C119,'[3]CENNIK PŁASKI'!$C$2:$AH$27586,25,0))","v":""},"",""]
[null,"",null,{"$f":"IF(C120=\"\",\"\",VLOOKUP(C120,'CENNIK PŁASKI'!$D$2:$AH$20238,3,0))","v":""},{"$f":"IF(C120=\"\",\"\",VLOOKUP(C120,'CENNIK PŁASKI'!$D$2:$AH$20238,4,0))","v":""},null,{"$f":"IF(C120=\"\",\"\",VLOOKUP(C120,'CENNIK PŁASKI'!$D$2:$AH$20238,9,0))","v":""},"",null,"","",{"$f":"IF(C120=\"\",\"\",VLOOKUP(C120,'[3]CENNIK PŁASKI'!$C$2:$AH$27586,24,0))","v":""},"",{"$f":"IF(C120=\"\",\"\",VLOOKUP(C120,'[3]CENNIK PŁASKI'!$C$2:$AH$27586,25,0))","v":""},"",""]
[null,"",null,{"$f":"IF(C121=\"\",\"\",VLOOKUP(C121,'CENNIK PŁASKI'!$D$2:$AH$20238,3,0))","v":""},{"$f":"IF(C121=\"\",\"\",VLOOKUP(C121,'CENNIK PŁASKI'!$D$2:$AH$20238,4,0))","v":""},null,{"$f":"IF(C121=\"\",\"\",VLOOKUP(C121,'CENNIK PŁASKI'!$D$2:$AH$20238,9,0))","v":""},"",null,"","",{"$f":"IF(C121=\"\",\"\",VLOOKUP(C121,'[3]CENNIK PŁASKI'!$C$2:$AH$27586,24,0))","v":""},"",{"$f":"IF(C121=\"\",\"\",VLOOKUP(C121,'[3]CENNIK PŁASKI'!$C$2:$AH$27586,25,0))","v":""},"",""]
[null,"",null,{"$f":"IF(C122=\"\",\"\",VLOOKUP(C122,'CENNIK PŁASKI'!$D$2:$AH$20238,3,0))","v":""},{"$f":"IF(C122=\"\",\"\",VLOOKUP(C122,'CENNIK PŁASKI'!$D$2:$AH$20238,4,0))","v":""},null,{"$f":"IF(C122=\"\",\"\",VLOOKUP(C122,'CENNIK PŁASKI'!$D$2:$AH$20238,9,0))","v":""},"",null,"","",{"$f":"IF(C122=\"\",\"\",VLOOKUP(C122,'[3]CENNIK PŁASKI'!$C$2:$AH$27586,24,0))","v":""},"",{"$f":"IF(C122=\"\",\"\",VLOOKUP(C122,'[3]CENNIK PŁASKI'!$C$2:$AH$27586,25,0))","v":""},"",""]
[null,"",null,{"$f":"IF(C123=\"\",\"\",VLOOKUP(C123,'CENNIK PŁASKI'!$D$2:$AH$20238,3,0))","v":""},{"$f":"IF(C123=\"\",\"\",VLOOKUP(C123,'CENNIK PŁASKI'!$D$2:$AH$20238,4,0))","v":""},null,{"$f":"IF(C123=\"\",\"\",VLOOKUP(C123,'CENNIK PŁASKI'!$D$2:$AH$20238,9,0))","v":""},"",null,"","",{"$f":"IF(C123=\"\",\"\",VLOOKUP(C123,'[3]CENNIK PŁASKI'!$C$2:$AH$27586,24,0))","v":""},"",{"$f":"IF(C123=\"\",\"\",VLOOKUP(C123,'[3]CENNIK PŁASKI'!$C$2:$AH$27586,25,0))","v":""},"",""]
[null,"",null,{"$f":"IF(C124=\"\",\"\",VLOOKUP(C124,'CENNIK PŁASKI'!$D$2:$AH$20238,3,0))","v":""},{"$f":"IF(C124=\"\",\"\",VLOOKUP(C124,'CENNIK PŁASKI'!$D$2:$AH$20238,4,0))","v":""},null,{"$f":"IF(C124=\"\",\"\",VLOOKUP(C124,'CENNIK PŁASKI'!$D$2:$AH$20238,9,0))","v":""},"",null,"","",{"$f":"IF(C124=\"\",\"\",VLOOKUP(C124,'[3]CENNIK PŁASKI'!$C$2:$AH$27586,24,0))","v":""},"",{"$f":"IF(C124=\"\",\"\",VLOOKUP(C124,'[3]CENNIK PŁASKI'!$C$2:$AH$27586,25,0))","v":""},"",""]
[null,"",null,{"$f":"IF(C125=\"\",\"\",VLOOKUP(C125,'CENNIK PŁASKI'!$D$2:$AH$20238,3,0))","v":""},{"$f":"IF(C125=\"\",\"\",VLOOKUP(C125,'CENNIK PŁASKI'!$D$2:$AH$20238,4,0))","v":""},null,{"$f":"IF(C125=\"\",\"\",VLOOKUP(C125,'CENNIK PŁASKI'!$D$2:$AH$20238,9,0))","v":""},"",null,"","",{"$f":"IF(C125=\"\",\"\",VLOOKUP(C125,'[3]CENNIK PŁASKI'!$C$2:$AH$27586,24,0))","v":""},"",{"$f":"IF(C125=\"\",\"\",VLOOKUP(C125,'[3]CENNIK PŁASKI'!$C$2:$AH$27586,25,0))","v":""},"",""]
[null,"",null,{"$f":"IF(C126=\"\",\"\",VLOOKUP(C126,'CENNIK PŁASKI'!$D$2:$AH$20238,3,0))","v":""},{"$f":"IF(C126=\"\",\"\",VLOOKUP(C126,'CENNIK PŁASKI'!$D$2:$AH$20238,4,0))","v":""},null,{"$f":"IF(C126=\"\",\"\",VLOOKUP(C126,'CENNIK PŁASKI'!$D$2:$AH$20238,9,0))","v":""},"",null,"","",{"$f":"IF(C126=\"\",\"\",VLOOKUP(C126,'[3]CENNIK PŁASKI'!$C$2:$AH$27586,24,0))","v":""},"",{"$f":"IF(C126=\"\",\"\",VLOOKUP(C126,'[3]CENNIK PŁASKI'!$C$2:$AH$27586,25,0))","v":""},"",""]
[null,"",null,{"$f":"IF(C127=\"\",\"\",VLOOKUP(C127,'CENNIK PŁASKI'!$D$2:$AH$20238,3,0))","v":""},{"$f":"IF(C127=\"\",\"\",VLOOKUP(C127,'CENNIK PŁASKI'!$D$2:$AH$20238,4,0))","v":""},null,{"$f":"IF(C127=\"\",\"\",VLOOKUP(C127,'CENNIK PŁASKI'!$D$2:$AH$20238,9,0))","v":""},"",null,"","",{"$f":"IF(C127=\"\",\"\",VLOOKUP(C127,'[3]CENNIK PŁASKI'!$C$2:$AH$27586,24,0))","v":""},"",{"$f":"IF(C127=\"\",\"\",VLOOKUP(C127,'[3]CENNIK PŁASKI'!$C$2:$AH$27586,25,0))","v":""},"",""]
[null,"",null,{"$f":"IF(C128=\"\",\"\",VLOOKUP(C128,'CENNIK PŁASKI'!$D$2:$AH$20238,3,0))","v":""},{"$f":"IF(C128=\"\",\"\",VLOOKUP(C128,'CENNIK PŁASKI'!$D$2:$AH$20238,4,0))","v":""},null,{"$f":"IF(C128=\"\",\"\",VLOOKUP(C128,'CENNIK PŁASKI'!$D$2:$AH$20238,9,0))","v":""},"",null,"","",{"$f":"IF(C128=\"\",\"\",VLOOKUP(C128,'[3]CENNIK PŁASKI'!$C$2:$AH$27586,24,0))","v":""},"",{"$f":"IF(C128=\"\",\"\",VLOOKUP(C128,'[3]CENNIK PŁASKI'!$C$2:$AH$27586,25,0))","v":""},"",""]
[null,"",null,{"$f":"IF(C129=\"\",\"\",VLOOKUP(C129,'CENNIK PŁASKI'!$D$2:$AH$20238,3,0))","v":""},{"$f":"IF(C129=\"\",\"\",VLOOKUP(C129,'CENNIK PŁASKI'!$D$2:$AH$20238,4,0))","v":""},null,{"$f":"IF(C129=\"\",\"\",VLOOKUP(C129,'CENNIK PŁASKI'!$D$2:$AH$20238,9,0))","v":""},"",null,"","",{"$f":"IF(C129=\"\",\"\",VLOOKUP(C129,'[3]CENNIK PŁASKI'!$C$2:$AH$27586,24,0))","v":""},"",{"$f":"IF(C129=\"\",\"\",VLOOKUP(C129,'[3]CENNIK PŁASKI'!$C$2:$AH$27586,25,0))","v":""},"",""]
[null,"",null,{"$f":"IF(C130=\"\",\"\",VLOOKUP(C130,'CENNIK PŁASKI'!$D$2:$AH$20238,3,0))","v":""},{"$f":"IF(C130=\"\",\"\",VLOOKUP(C130,'CENNIK PŁASKI'!$D$2:$AH$20238,4,0))","v":""},null,{"$f":"IF(C130=\"\",\"\",VLOOKUP(C130,'CENNIK PŁASKI'!$D$2:$AH$20238,9,0))","v":""},"",null,"","",{"$f":"IF(C130=\"\",\"\",VLOOKUP(C130,'[3]CENNIK PŁASKI'!$C$2:$AH$27586,24,0))","v":""},"",{"$f":"IF(C130=\"\",\"\",VLOOKUP(C130,'[3]CENNIK PŁASKI'!$C$2:$AH$27586,25,0))","v":""},"",""]
[null,"",null,{"$f":"IF(C131=\"\",\"\",VLOOKUP(C131,'CENNIK PŁASKI'!$D$2:$AH$20238,3,0))","v":""},{"$f":"IF(C131=\"\",\"\",VLOOKUP(C131,'CENNIK PŁASKI'!$D$2:$AH$20238,4,0))","v":""},null,{"$f":"IF(C131=\"\",\"\",VLOOKUP(C131,'CENNIK PŁASKI'!$D$2:$AH$20238,9,0))","v":""},"",null,"","",{"$f":"IF(C131=\"\",\"\",VLOOKUP(C131,'[3]CENNIK PŁASKI'!$C$2:$AH$27586,24,0))","v":""},"",{"$f":"IF(C131=\"\",\"\",VLOOKUP(C131,'[3]CENNIK PŁASKI'!$C$2:$AH$27586,25,0))","v":""},"",""]
[null,"",null,{"$f":"IF(C132=\"\",\"\",VLOOKUP(C132,'CENNIK PŁASKI'!$D$2:$AH$20238,3,0))","v":""},{"$f":"IF(C132=\"\",\"\",VLOOKUP(C132,'CENNIK PŁASKI'!$D$2:$AH$20238,4,0))","v":""},null,{"$f":"IF(C132=\"\",\"\",VLOOKUP(C132,'CENNIK PŁASKI'!$D$2:$AH$20238,9,0))","v":""},"",null,"","",{"$f":"IF(C132=\"\",\"\",VLOOKUP(C132,'[3]CENNIK PŁASKI'!$C$2:$AH$27586,24,0))","v":""},"",{"$f":"IF(C132=\"\",\"\",VLOOKUP(C132,'[3]CENNIK PŁASKI'!$C$2:$AH$27586,25,0))","v":""},"",""]
[null,"",null,{"$f":"IF(C133=\"\",\"\",VLOOKUP(C133,'CENNIK PŁASKI'!$D$2:$AH$20238,3,0))","v":""},{"$f":"IF(C133=\"\",\"\",VLOOKUP(C133,'CENNIK PŁASKI'!$D$2:$AH$20238,4,0))","v":""},null,{"$f":"IF(C133=\"\",\"\",VLOOKUP(C133,'CENNIK PŁASKI'!$D$2:$AH$20238,9,0))","v":""},"",null,"","",{"$f":"IF(C133=\"\",\"\",VLOOKUP(C133,'[3]CENNIK PŁASKI'!$C$2:$AH$27586,24,0))","v":""},"",{"$f":"IF(C133=\"\",\"\",VLOOKUP(C133,'[3]CENNIK PŁASKI'!$C$2:$AH$27586,25,0))","v":""},"",""]
[null,"",null,{"$f":"IF(C134=\"\",\"\",VLOOKUP(C134,'CENNIK PŁASKI'!$D$2:$AH$20238,3,0))","v":""},{"$f":"IF(C134=\"\",\"\",VLOOKUP(C134,'CENNIK PŁASKI'!$D$2:$AH$20238,4,0))","v":""},null,{"$f":"IF(C134=\"\",\"\",VLOOKUP(C134,'CENNIK PŁASKI'!$D$2:$AH$20238,9,0))","v":""},"",null,"","",{"$f":"IF(C134=\"\",\"\",VLOOKUP(C134,'[3]CENNIK PŁASKI'!$C$2:$AH$27586,24,0))","v":""},"",{"$f":"IF(C134=\"\",\"\",VLOOKUP(C134,'[3]CENNIK PŁASKI'!$C$2:$AH$27586,25,0))","v":""},"",""]
[null,"",null,{"$f":"IF(C135=\"\",\"\",VLOOKUP(C135,'CENNIK PŁASKI'!$D$2:$AH$20238,3,0))","v":""},{"$f":"IF(C135=\"\",\"\",VLOOKUP(C135,'CENNIK PŁASKI'!$D$2:$AH$20238,4,0))","v":""},null,{"$f":"IF(C135=\"\",\"\",VLOOKUP(C135,'CENNIK PŁASKI'!$D$2:$AH$20238,9,0))","v":""},"",null,"","",{"$f":"IF(C135=\"\",\"\",VLOOKUP(C135,'[3]CENNIK PŁASKI'!$C$2:$AH$27586,24,0))","v":""},"",{"$f":"IF(C135=\"\",\"\",VLOOKUP(C135,'[3]CENNIK PŁASKI'!$C$2:$AH$27586,25,0))","v":""},"",""]
[null,"",null,{"$f":"IF(C136=\"\",\"\",VLOOKUP(C136,'CENNIK PŁASKI'!$D$2:$AH$20238,3,0))","v":""},{"$f":"IF(C136=\"\",\"\",VLOOKUP(C136,'CENNIK PŁASKI'!$D$2:$AH$20238,4,0))","v":""},null,{"$f":"IF(C136=\"\",\"\",VLOOKUP(C136,'CENNIK PŁASKI'!$D$2:$AH$20238,9,0))","v":""},"",null,"","",{"$f":"IF(C136=\"\",\"\",VLOOKUP(C136,'[3]CENNIK PŁASKI'!$C$2:$AH$27586,24,0))","v":""},"",{"$f":"IF(C136=\"\",\"\",VLOOKUP(C136,'[3]CENNIK PŁASKI'!$C$2:$AH$27586,25,0))","v":""},"",""]
[null,"",null,{"$f":"IF(C137=\"\",\"\",VLOOKUP(C137,'CENNIK PŁASKI'!$D$2:$AH$20238,3,0))","v":""},{"$f":"IF(C137=\"\",\"\",VLOOKUP(C137,'CENNIK PŁASKI'!$D$2:$AH$20238,4,0))","v":""},null,{"$f":"IF(C137=\"\",\"\",VLOOKUP(C137,'CENNIK PŁASKI'!$D$2:$AH$20238,9,0))","v":""},"",null,"","",{"$f":"IF(C137=\"\",\"\",VLOOKUP(C137,'[3]CENNIK PŁASKI'!$C$2:$AH$27586,24,0))","v":""},"",{"$f":"IF(C137=\"\",\"\",VLOOKUP(C137,'[3]CENNIK PŁASKI'!$C$2:$AH$27586,25,0))","v":""},"",""]
[null,"",null,{"$f":"IF(C138=\"\",\"\",VLOOKUP(C138,'CENNIK PŁASKI'!$D$2:$AH$20238,3,0))","v":""},{"$f":"IF(C138=\"\",\"\",VLOOKUP(C138,'CENNIK PŁASKI'!$D$2:$AH$20238,4,0))","v":""},null,{"$f":"IF(C138=\"\",\"\",VLOOKUP(C138,'CENNIK PŁASKI'!$D$2:$AH$20238,9,0))","v":""},"",null,"","",{"$f":"IF(C138=\"\",\"\",VLOOKUP(C138,'[3]CENNIK PŁASKI'!$C$2:$AH$27586,24,0))","v":""},"",{"$f":"IF(C138=\"\",\"\",VLOOKUP(C138,'[3]CENNIK PŁASKI'!$C$2:$AH$27586,25,0))","v":""},"",""]
[null,"",null,{"$f":"IF(C139=\"\",\"\",VLOOKUP(C139,'CENNIK PŁASKI'!$D$2:$AH$20238,3,0))","v":""},{"$f":"IF(C139=\"\",\"\",VLOOKUP(C139,'CENNIK PŁASKI'!$D$2:$AH$20238,4,0))","v":""},null,{"$f":"IF(C139=\"\",\"\",VLOOKUP(C139,'CENNIK PŁASKI'!$D$2:$AH$20238,9,0))","v":""},"",null,"","",{"$f":"IF(C139=\"\",\"\",VLOOKUP(C139,'[3]CENNIK PŁASKI'!$C$2:$AH$27586,24,0))","v":""},"",{"$f":"IF(C139=\"\",\"\",VLOOKUP(C139,'[3]CENNIK PŁASKI'!$C$2:$AH$27586,25,0))","v":""},"",""]
[null,"",null,{"$f":"IF(C140=\"\",\"\",VLOOKUP(C140,'CENNIK PŁASKI'!$D$2:$AH$20238,3,0))","v":""},{"$f":"IF(C140=\"\",\"\",VLOOKUP(C140,'CENNIK PŁASKI'!$D$2:$AH$20238,4,0))","v":""},null,{"$f":"IF(C140=\"\",\"\",VLOOKUP(C140,'CENNIK PŁASKI'!$D$2:$AH$20238,9,0))","v":""},"",null,"","",{"$f":"IF(C140=\"\",\"\",VLOOKUP(C140,'[3]CENNIK PŁASKI'!$C$2:$AH$27586,24,0))","v":""},"",{"$f":"IF(C140=\"\",\"\",VLOOKUP(C140,'[3]CENNIK PŁASKI'!$C$2:$AH$27586,25,0))","v":""},"",""]
[null,"",null,{"$f":"IF(C141=\"\",\"\",VLOOKUP(C141,'CENNIK PŁASKI'!$D$2:$AH$20238,3,0))","v":""},{"$f":"IF(C141=\"\",\"\",VLOOKUP(C141,'CENNIK PŁASKI'!$D$2:$AH$20238,4,0))","v":""},null,{"$f":"IF(C141=\"\",\"\",VLOOKUP(C141,'CENNIK PŁASKI'!$D$2:$AH$20238,9,0))","v":""},"",null,"","",{"$f":"IF(C141=\"\",\"\",VLOOKUP(C141,'[3]CENNIK PŁASKI'!$C$2:$AH$27586,24,0))","v":""},"",{"$f":"IF(C141=\"\",\"\",VLOOKUP(C141,'[3]CENNIK PŁASKI'!$C$2:$AH$27586,25,0))","v":""},"",""]
[null,"",null,{"$f":"IF(C142=\"\",\"\",VLOOKUP(C142,'CENNIK PŁASKI'!$D$2:$AH$20238,3,0))","v":""},{"$f":"IF(C142=\"\",\"\",VLOOKUP(C142,'CENNIK PŁASKI'!$D$2:$AH$20238,4,0))","v":""},null,{"$f":"IF(C142=\"\",\"\",VLOOKUP(C142,'CENNIK PŁASKI'!$D$2:$AH$20238,9,0))","v":""},"",null,"","",{"$f":"IF(C142=\"\",\"\",VLOOKUP(C142,'[3]CENNIK PŁASKI'!$C$2:$AH$27586,24,0))","v":""},"",{"$f":"IF(C142=\"\",\"\",VLOOKUP(C142,'[3]CENNIK PŁASKI'!$C$2:$AH$27586,25,0))","v":""},"",{"$f":"IF(C142<>\"\",IF(ISNUMBER(F142),\"\",\"Proszę wpisać ilość\"),\"\")","v":""}]
[null,"",null,{"$f":"IF(C143=\"\",\"\",VLOOKUP(C143,'CENNIK PŁASKI'!$D$2:$AH$20238,3,0))","v":""},{"$f":"IF(C143=\"\",\"\",VLOOKUP(C143,'CENNIK PŁASKI'!$D$2:$AH$20238,4,0))","v":""},null,{"$f":"IF(C143=\"\",\"\",VLOOKUP(C143,'CENNIK PŁASKI'!$D$2:$AH$20238,9,0))","v":""},"",null,"","",{"$f":"IF(C143=\"\",\"\",VLOOKUP(C143,'[3]CENNIK PŁASKI'!$C$2:$AH$27586,24,0))","v":""},"",{"$f":"IF(C143=\"\",\"\",VLOOKUP(C143,'[3]CENNIK PŁASKI'!$C$2:$AH$27586,25,0))","v":""},"",""]
[null,{"$f":"IF(C144<>\"\",B143+1,\"\")","v":""},null,{"$f":"IF(C144=\"\",\"\",VLOOKUP(C144,'CENNIK PŁASKI'!$D$2:$AH$20238,3,0))","v":""},{"$f":"IF(C144=\"\",\"\",VLOOKUP(C144,'CENNIK PŁASKI'!$D$2:$AH$20238,4,0))","v":""},null,{"$f":"IF(C144=\"\",\"\",VLOOKUP(C144,'CENNIK PŁASKI'!$D$2:$AH$20238,9,0))","v":""},{"$f":"IF(C144=\"\",\"\",F144*G144)","v":""},null,{"$f":"IF(B144=\"\",\"\",IF(I144>0,G144*(1-I144),G144))","v":""},{"$f":"IF(C144=\"\",\"\",IF(I144>0,H144*(1-I144),H144))","v":""},{"$f":"IF(C144=\"\",\"\",VLOOKUP(C144,'[3]CENNIK PŁASKI'!$C$2:$AH$27586,24,0))","v":""},{"$f":"HYPERLINK(L144,L144)","v":""},{"$f":"IF(C144=\"\",\"\",VLOOKUP(C144,'[3]CENNIK PŁASKI'!$C$2:$AH$27586,25,0))","v":""},{"$f":"HYPERLINK(N144,N144)","v":""},""]
[null,"",null,{"$f":"IF(C145=\"\",\"\",VLOOKUP(C145,'CENNIK PŁASKI'!$D$2:$AH$20238,3,0))","v":""},{"$f":"IF(C145=\"\",\"\",VLOOKUP(C145,'CENNIK PŁASKI'!$D$2:$AH$20238,4,0))","v":""},null,{"$f":"IF(C145=\"\",\"\",VLOOKUP(C145,'CENNIK PŁASKI'!$D$2:$AH$20238,9,0))","v":""},"",null,"","",{"$f":"IF(C145=\"\",\"\",VLOOKUP(C145,'[3]CENNIK PŁASKI'!$C$2:$AH$27586,24,0))","v":""},"",{"$f":"IF(C145=\"\",\"\",VLOOKUP(C145,'[3]CENNIK PŁASKI'!$C$2:$AH$27586,25,0))","v":""},"",""]
[null,"",null,{"$f":"IF(C146=\"\",\"\",VLOOKUP(C146,'CENNIK PŁASKI'!$D$2:$AH$20238,3,0))","v":""},{"$f":"IF(C146=\"\",\"\",VLOOKUP(C146,'CENNIK PŁASKI'!$D$2:$AH$20238,4,0))","v":""},null,{"$f":"IF(C146=\"\",\"\",VLOOKUP(C146,'CENNIK PŁASKI'!$D$2:$AH$20238,9,0))","v":""},"",null,"","",{"$f":"IF(C146=\"\",\"\",VLOOKUP(C146,'[3]CENNIK PŁASKI'!$C$2:$AH$27586,24,0))","v":""},"",{"$f":"IF(C146=\"\",\"\",VLOOKUP(C146,'[3]CENNIK PŁASKI'!$C$2:$AH$27586,25,0))","v":""},"",""]
[null,"",null,{"$f":"IF(C147=\"\",\"\",VLOOKUP(C147,'CENNIK PŁASKI'!$D$2:$AH$20238,3,0))","v":""},{"$f":"IF(C147=\"\",\"\",VLOOKUP(C147,'CENNIK PŁASKI'!$D$2:$AH$20238,4,0))","v":""},null,{"$f":"IF(C147=\"\",\"\",VLOOKUP(C147,'CENNIK PŁASKI'!$D$2:$AH$20238,9,0))","v":""},"",null,"","",{"$f":"IF(C147=\"\",\"\",VLOOKUP(C147,'[3]CENNIK PŁASKI'!$C$2:$AH$27586,24,0))","v":""},"",{"$f":"IF(C147=\"\",\"\",VLOOKUP(C147,'[3]CENNIK PŁASKI'!$C$2:$AH$27586,25,0))","v":""},"",""]
[null,"",null,{"$f":"IF(C148=\"\",\"\",VLOOKUP(C148,'CENNIK PŁASKI'!$D$2:$AH$20238,3,0))","v":""},{"$f":"IF(C148=\"\",\"\",VLOOKUP(C148,'CENNIK PŁASKI'!$D$2:$AH$20238,4,0))","v":""},null,{"$f":"IF(C148=\"\",\"\",VLOOKUP(C148,'CENNIK PŁASKI'!$D$2:$AH$20238,9,0))","v":""},"",null,"","",{"$f":"IF(C148=\"\",\"\",VLOOKUP(C148,'[3]CENNIK PŁASKI'!$C$2:$AH$27586,24,0))","v":""},"",{"$f":"IF(C148=\"\",\"\",VLOOKUP(C148,'[3]CENNIK PŁASKI'!$C$2:$AH$27586,25,0))","v":""},"",""]
[null,"",null,{"$f":"IF(C149=\"\",\"\",VLOOKUP(C149,'CENNIK PŁASKI'!$D$2:$AH$20238,3,0))","v":""},{"$f":"IF(C149=\"\",\"\",VLOOKUP(C149,'CENNIK PŁASKI'!$D$2:$AH$20238,4,0))","v":""},null,{"$f":"IF(C149=\"\",\"\",VLOOKUP(C149,'CENNIK PŁASKI'!$D$2:$AH$20238,9,0))","v":""},"",null,"","",{"$f":"IF(C149=\"\",\"\",VLOOKUP(C149,'[3]CENNIK PŁASKI'!$C$2:$AH$27586,24,0))","v":""},"",{"$f":"IF(C149=\"\",\"\",VLOOKUP(C149,'[3]CENNIK PŁASKI'!$C$2:$AH$27586,25,0))","v":""},"",""]
[null,"",null,{"$f":"IF(C150=\"\",\"\",VLOOKUP(C150,'CENNIK PŁASKI'!$D$2:$AH$20238,3,0))","v":""},{"$f":"IF(C150=\"\",\"\",VLOOKUP(C150,'CENNIK PŁASKI'!$D$2:$AH$20238,4,0))","v":""},null,{"$f":"IF(C150=\"\",\"\",VLOOKUP(C150,'CENNIK PŁASKI'!$D$2:$AH$20238,9,0))","v":""},"",null,"","",{"$f":"IF(C150=\"\",\"\",VLOOKUP(C150,'[3]CENNIK PŁASKI'!$C$2:$AH$27586,24,0))","v":""},"",{"$f":"IF(C150=\"\",\"\",VLOOKUP(C150,'[3]CENNIK PŁASKI'!$C$2:$AH$27586,25,0))","v":""},"",""]
[null,"",null,{"$f":"IF(C151=\"\",\"\",VLOOKUP(C151,'CENNIK PŁASKI'!$D$2:$AH$20238,3,0))","v":""},{"$f":"IF(C151=\"\",\"\",VLOOKUP(C151,'CENNIK PŁASKI'!$D$2:$AH$20238,4,0))","v":""},null,{"$f":"IF(C151=\"\",\"\",VLOOKUP(C151,'CENNIK PŁASKI'!$D$2:$AH$20238,9,0))","v":""},"",null,"","",{"$f":"IF(C151=\"\",\"\",VLOOKUP(C151,'[3]CENNIK PŁASKI'!$C$2:$AH$27586,24,0))","v":""},"",{"$f":"IF(C151=\"\",\"\",VLOOKUP(C151,'[3]CENNIK PŁASKI'!$C$2:$AH$27586,25,0))","v":""},"",""]
[null,"",null,{"$f":"IF(C152=\"\",\"\",VLOOKUP(C152,'CENNIK PŁASKI'!$D$2:$AH$20238,3,0))","v":""},{"$f":"IF(C152=\"\",\"\",VLOOKUP(C152,'CENNIK PŁASKI'!$D$2:$AH$20238,4,0))","v":""},null,{"$f":"IF(C152=\"\",\"\",VLOOKUP(C152,'CENNIK PŁASKI'!$D$2:$AH$20238,9,0))","v":""},"",null,"","",{"$f":"IF(C152=\"\",\"\",VLOOKUP(C152,'[3]CENNIK PŁASKI'!$C$2:$AH$27586,24,0))","v":""},"",{"$f":"IF(C152=\"\",\"\",VLOOKUP(C152,'[3]CENNIK PŁASKI'!$C$2:$AH$27586,25,0))","v":""},"",""]
[null,"",null,{"$f":"IF(C153=\"\",\"\",VLOOKUP(C153,'CENNIK PŁASKI'!$D$2:$AH$20238,3,0))","v":""},{"$f":"IF(C153=\"\",\"\",VLOOKUP(C153,'CENNIK PŁASKI'!$D$2:$AH$20238,4,0))","v":""},null,{"$f":"IF(C153=\"\",\"\",VLOOKUP(C153,'CENNIK PŁASKI'!$D$2:$AH$20238,9,0))","v":""},"",null,"","",{"$f":"IF(C153=\"\",\"\",VLOOKUP(C153,'[3]CENNIK PŁASKI'!$C$2:$AH$27586,24,0))","v":""},"",{"$f":"IF(C153=\"\",\"\",VLOOKUP(C153,'[3]CENNIK PŁASKI'!$C$2:$AH$27586,25,0))","v":""},"",""]
[null,"",null,{"$f":"IF(C154=\"\",\"\",VLOOKUP(C154,'CENNIK PŁASKI'!$D$2:$AH$20238,3,0))","v":""},{"$f":"IF(C154=\"\",\"\",VLOOKUP(C154,'CENNIK PŁASKI'!$D$2:$AH$20238,4,0))","v":""},null,{"$f":"IF(C154=\"\",\"\",VLOOKUP(C154,'CENNIK PŁASKI'!$D$2:$AH$20238,9,0))","v":""},"",null,"","",{"$f":"IF(C154=\"\",\"\",VLOOKUP(C154,'[3]CENNIK PŁASKI'!$C$2:$AH$27586,24,0))","v":""},"",{"$f":"IF(C154=\"\",\"\",VLOOKUP(C154,'[3]CENNIK PŁASKI'!$C$2:$AH$27586,25,0))","v":""},"",""]
[null,"",null,{"$f":"IF(C155=\"\",\"\",VLOOKUP(C155,'CENNIK PŁASKI'!$D$2:$AH$20238,3,0))","v":""},{"$f":"IF(C155=\"\",\"\",VLOOKUP(C155,'CENNIK PŁASKI'!$D$2:$AH$20238,4,0))","v":""},null,{"$f":"IF(C155=\"\",\"\",VLOOKUP(C155,'CENNIK PŁASKI'!$D$2:$AH$20238,9,0))","v":""},"",null,"","",{"$f":"IF(C155=\"\",\"\",VLOOKUP(C155,'[3]CENNIK PŁASKI'!$C$2:$AH$27586,24,0))","v":""},"",{"$f":"IF(C155=\"\",\"\",VLOOKUP(C155,'[3]CENNIK PŁASKI'!$C$2:$AH$27586,25,0))","v":""},"",""]
[null,"",null,{"$f":"IF(C156=\"\",\"\",VLOOKUP(C156,'CENNIK PŁASKI'!$D$2:$AH$20238,3,0))","v":""},{"$f":"IF(C156=\"\",\"\",VLOOKUP(C156,'CENNIK PŁASKI'!$D$2:$AH$20238,4,0))","v":""},null,{"$f":"IF(C156=\"\",\"\",VLOOKUP(C156,'CENNIK PŁASKI'!$D$2:$AH$20238,9,0))","v":""},"",null,"","",{"$f":"IF(C156=\"\",\"\",VLOOKUP(C156,'[3]CENNIK PŁASKI'!$C$2:$AH$27586,24,0))","v":""},"",{"$f":"IF(C156=\"\",\"\",VLOOKUP(C156,'[3]CENNIK PŁASKI'!$C$2:$AH$27586,25,0))","v":""},"",""]
[null,"",null,{"$f":"IF(C157=\"\",\"\",VLOOKUP(C157,'CENNIK PŁASKI'!$D$2:$AH$20238,3,0))","v":""},{"$f":"IF(C157=\"\",\"\",VLOOKUP(C157,'CENNIK PŁASKI'!$D$2:$AH$20238,4,0))","v":""},null,{"$f":"IF(C157=\"\",\"\",VLOOKUP(C157,'CENNIK PŁASKI'!$D$2:$AH$20238,9,0))","v":""},"",null,"","",{"$f":"IF(C157=\"\",\"\",VLOOKUP(C157,'[3]CENNIK PŁASKI'!$C$2:$AH$27586,24,0))","v":""},"",{"$f":"IF(C157=\"\",\"\",VLOOKUP(C157,'[3]CENNIK PŁASKI'!$C$2:$AH$27586,25,0))","v":""},"",""]
[null,"",null,{"$f":"IF(C158=\"\",\"\",VLOOKUP(C158,'CENNIK PŁASKI'!$D$2:$AH$20238,3,0))","v":""},{"$f":"IF(C158=\"\",\"\",VLOOKUP(C158,'CENNIK PŁASKI'!$D$2:$AH$20238,4,0))","v":""},null,{"$f":"IF(C158=\"\",\"\",VLOOKUP(C158,'CENNIK PŁASKI'!$D$2:$AH$20238,9,0))","v":""},"",null,"","",{"$f":"IF(C158=\"\",\"\",VLOOKUP(C158,'[3]CENNIK PŁASKI'!$C$2:$AH$27586,24,0))","v":""},"",{"$f":"IF(C158=\"\",\"\",VLOOKUP(C158,'[3]CENNIK PŁASKI'!$C$2:$AH$27586,25,0))","v":""},"",""]
[null,"",null,{"$f":"IF(C159=\"\",\"\",VLOOKUP(C159,'CENNIK PŁASKI'!$D$2:$AH$20238,3,0))","v":""},{"$f":"IF(C159=\"\",\"\",VLOOKUP(C159,'CENNIK PŁASKI'!$D$2:$AH$20238,4,0))","v":""},null,{"$f":"IF(C159=\"\",\"\",VLOOKUP(C159,'CENNIK PŁASKI'!$D$2:$AH$20238,9,0))","v":""},"",null,"","",{"$f":"IF(C159=\"\",\"\",VLOOKUP(C159,'[3]CENNIK PŁASKI'!$C$2:$AH$27586,24,0))","v":""},"",{"$f":"IF(C159=\"\",\"\",VLOOKUP(C159,'[3]CENNIK PŁASKI'!$C$2:$AH$27586,25,0))","v":""},"",""]
[null,"",null,{"$f":"IF(C160=\"\",\"\",VLOOKUP(C160,'CENNIK PŁASKI'!$D$2:$AH$20238,3,0))","v":""},{"$f":"IF(C160=\"\",\"\",VLOOKUP(C160,'CENNIK PŁASKI'!$D$2:$AH$20238,4,0))","v":""},null,{"$f":"IF(C160=\"\",\"\",VLOOKUP(C160,'CENNIK PŁASKI'!$D$2:$AH$20238,9,0))","v":""},"",null,"","",{"$f":"IF(C160=\"\",\"\",VLOOKUP(C160,'[3]CENNIK PŁASKI'!$C$2:$AH$27586,24,0))","v":""},"",{"$f":"IF(C160=\"\",\"\",VLOOKUP(C160,'[3]CENNIK PŁASKI'!$C$2:$AH$27586,25,0))","v":""},"",""]
[null,"",null,{"$f":"IF(C161=\"\",\"\",VLOOKUP(C161,'CENNIK PŁASKI'!$D$2:$AH$20238,3,0))","v":""},{"$f":"IF(C161=\"\",\"\",VLOOKUP(C161,'CENNIK PŁASKI'!$D$2:$AH$20238,4,0))","v":""},null,{"$f":"IF(C161=\"\",\"\",VLOOKUP(C161,'CENNIK PŁASKI'!$D$2:$AH$20238,9,0))","v":""},"",null,"","",{"$f":"IF(C161=\"\",\"\",VLOOKUP(C161,'[3]CENNIK PŁASKI'!$C$2:$AH$27586,24,0))","v":""},"",{"$f":"IF(C161=\"\",\"\",VLOOKUP(C161,'[3]CENNIK PŁASKI'!$C$2:$AH$27586,25,0))","v":""},"",""]
[null,"",null,{"$f":"IF(C162=\"\",\"\",VLOOKUP(C162,'CENNIK PŁASKI'!$D$2:$AH$20238,3,0))","v":""},{"$f":"IF(C162=\"\",\"\",VLOOKUP(C162,'CENNIK PŁASKI'!$D$2:$AH$20238,4,0))","v":""},null,{"$f":"IF(C162=\"\",\"\",VLOOKUP(C162,'CENNIK PŁASKI'!$D$2:$AH$20238,9,0))","v":""},"",null,"","",{"$f":"IF(C162=\"\",\"\",VLOOKUP(C162,'[3]CENNIK PŁASKI'!$C$2:$AH$27586,24,0))","v":""},"",{"$f":"IF(C162=\"\",\"\",VLOOKUP(C162,'[3]CENNIK PŁASKI'!$C$2:$AH$27586,25,0))","v":""},"",""]
[null,"",null,{"$f":"IF(C163=\"\",\"\",VLOOKUP(C163,'CENNIK PŁASKI'!$D$2:$AH$20238,3,0))","v":""},{"$f":"IF(C163=\"\",\"\",VLOOKUP(C163,'CENNIK PŁASKI'!$D$2:$AH$20238,4,0))","v":""},null,{"$f":"IF(C163=\"\",\"\",VLOOKUP(C163,'CENNIK PŁASKI'!$D$2:$AH$20238,9,0))","v":""},"",null,"","",{"$f":"IF(C163=\"\",\"\",VLOOKUP(C163,'[3]CENNIK PŁASKI'!$C$2:$AH$27586,24,0))","v":""},"",{"$f":"IF(C163=\"\",\"\",VLOOKUP(C163,'[3]CENNIK PŁASKI'!$C$2:$AH$27586,25,0))","v":""},"",""]
[null,"",null,{"$f":"IF(C164=\"\",\"\",VLOOKUP(C164,'CENNIK PŁASKI'!$D$2:$AH$20238,3,0))","v":""},{"$f":"IF(C164=\"\",\"\",VLOOKUP(C164,'CENNIK PŁASKI'!$D$2:$AH$20238,4,0))","v":""},null,{"$f":"IF(C164=\"\",\"\",VLOOKUP(C164,'CENNIK PŁASKI'!$D$2:$AH$20238,9,0))","v":""},"",null,"","",{"$f":"IF(C164=\"\",\"\",VLOOKUP(C164,'[3]CENNIK PŁASKI'!$C$2:$AH$27586,24,0))","v":""},"",{"$f":"IF(C164=\"\",\"\",VLOOKUP(C164,'[3]CENNIK PŁASKI'!$C$2:$AH$27586,25,0))","v":""},"",""]
[null,"",null,{"$f":"IF(C165=\"\",\"\",VLOOKUP(C165,'CENNIK PŁASKI'!$D$2:$AH$20238,3,0))","v":""},{"$f":"IF(C165=\"\",\"\",VLOOKUP(C165,'CENNIK PŁASKI'!$D$2:$AH$20238,4,0))","v":""},null,{"$f":"IF(C165=\"\",\"\",VLOOKUP(C165,'CENNIK PŁASKI'!$D$2:$AH$20238,9,0))","v":""},"",null,"","",{"$f":"IF(C165=\"\",\"\",VLOOKUP(C165,'[3]CENNIK PŁASKI'!$C$2:$AH$27586,24,0))","v":""},"",{"$f":"IF(C165=\"\",\"\",VLOOKUP(C165,'[3]CENNIK PŁASKI'!$C$2:$AH$27586,25,0))","v":""},"",""]
[null,"",null,{"$f":"IF(C166=\"\",\"\",VLOOKUP(C166,'CENNIK PŁASKI'!$D$2:$AH$20238,3,0))","v":""},{"$f":"IF(C166=\"\",\"\",VLOOKUP(C166,'CENNIK PŁASKI'!$D$2:$AH$20238,4,0))","v":""},null,{"$f":"IF(C166=\"\",\"\",VLOOKUP(C166,'CENNIK PŁASKI'!$D$2:$AH$20238,9,0))","v":""},"",null,"","",{"$f":"IF(C166=\"\",\"\",VLOOKUP(C166,'[3]CENNIK PŁASKI'!$C$2:$AH$27586,24,0))","v":""},"",{"$f":"IF(C166=\"\",\"\",VLOOKUP(C166,'[3]CENNIK PŁASKI'!$C$2:$AH$27586,25,0))","v":""},"",""]
[null,"",null,{"$f":"IF(C167=\"\",\"\",VLOOKUP(C167,'CENNIK PŁASKI'!$D$2:$AH$20238,3,0))","v":""},{"$f":"IF(C167=\"\",\"\",VLOOKUP(C167,'CENNIK PŁASKI'!$D$2:$AH$20238,4,0))","v":""},null,{"$f":"IF(C167=\"\",\"\",VLOOKUP(C167,'CENNIK PŁASKI'!$D$2:$AH$20238,9,0))","v":""},"",null,"","",{"$f":"IF(C167=\"\",\"\",VLOOKUP(C167,'[3]CENNIK PŁASKI'!$C$2:$AH$27586,24,0))","v":""},"",{"$f":"IF(C167=\"\",\"\",VLOOKUP(C167,'[3]CENNIK PŁASKI'!$C$2:$AH$27586,25,0))","v":""},"",""]
[null,"",null,{"$f":"IF(C168=\"\",\"\",VLOOKUP(C168,'CENNIK PŁASKI'!$D$2:$AH$20238,3,0))","v":""},{"$f":"IF(C168=\"\",\"\",VLOOKUP(C168,'CENNIK PŁASKI'!$D$2:$AH$20238,4,0))","v":""},null,{"$f":"IF(C168=\"\",\"\",VLOOKUP(C168,'CENNIK PŁASKI'!$D$2:$AH$20238,9,0))","v":""},"",null,"","",{"$f":"IF(C168=\"\",\"\",VLOOKUP(C168,'[3]CENNIK PŁASKI'!$C$2:$AH$27586,24,0))","v":""},"",{"$f":"IF(C168=\"\",\"\",VLOOKUP(C168,'[3]CENNIK PŁASKI'!$C$2:$AH$27586,25,0))","v":""},"",""]
[null,"",null,{"$f":"IF(C169=\"\",\"\",VLOOKUP(C169,'CENNIK PŁASKI'!$D$2:$AH$20238,3,0))","v":""},{"$f":"IF(C169=\"\",\"\",VLOOKUP(C169,'CENNIK PŁASKI'!$D$2:$AH$20238,4,0))","v":""},null,{"$f":"IF(C169=\"\",\"\",VLOOKUP(C169,'CENNIK PŁASKI'!$D$2:$AH$20238,9,0))","v":""},"",null,"","",{"$f":"IF(C169=\"\",\"\",VLOOKUP(C169,'[3]CENNIK PŁASKI'!$C$2:$AH$27586,24,0))","v":""},"",{"$f":"IF(C169=\"\",\"\",VLOOKUP(C169,'[3]CENNIK PŁASKI'!$C$2:$AH$27586,25,0))","v":""},"",""]
[null,"",null,{"$f":"IF(C170=\"\",\"\",VLOOKUP(C170,'CENNIK PŁASKI'!$D$2:$AH$20238,3,0))","v":""},{"$f":"IF(C170=\"\",\"\",VLOOKUP(C170,'CENNIK PŁASKI'!$D$2:$AH$20238,4,0))","v":""},null,{"$f":"IF(C170=\"\",\"\",VLOOKUP(C170,'CENNIK PŁASKI'!$D$2:$AH$20238,9,0))","v":""},"",null,"","",{"$f":"IF(C170=\"\",\"\",VLOOKUP(C170,'[3]CENNIK PŁASKI'!$C$2:$AH$27586,24,0))","v":""},"",{"$f":"IF(C170=\"\",\"\",VLOOKUP(C170,'[3]CENNIK PŁASKI'!$C$2:$AH$27586,25,0))","v":""},"",""]
[null,"",null,{"$f":"IF(C171=\"\",\"\",VLOOKUP(C171,'CENNIK PŁASKI'!$D$2:$AH$20238,3,0))","v":""},{"$f":"IF(C171=\"\",\"\",VLOOKUP(C171,'CENNIK PŁASKI'!$D$2:$AH$20238,4,0))","v":""},null,{"$f":"IF(C171=\"\",\"\",VLOOKUP(C171,'CENNIK PŁASKI'!$D$2:$AH$20238,9,0))","v":""},"",null,"","",{"$f":"IF(C171=\"\",\"\",VLOOKUP(C171,'[3]CENNIK PŁASKI'!$C$2:$AH$27586,24,0))","v":""},"",{"$f":"IF(C171=\"\",\"\",VLOOKUP(C171,'[3]CENNIK PŁASKI'!$C$2:$AH$27586,25,0))","v":""},"",""]
[null,"",null,{"$f":"IF(C172=\"\",\"\",VLOOKUP(C172,'CENNIK PŁASKI'!$D$2:$AH$20238,3,0))","v":""},{"$f":"IF(C172=\"\",\"\",VLOOKUP(C172,'CENNIK PŁASKI'!$D$2:$AH$20238,4,0))","v":""},null,{"$f":"IF(C172=\"\",\"\",VLOOKUP(C172,'CENNIK PŁASKI'!$D$2:$AH$20238,9,0))","v":""},"",null,"","",{"$f":"IF(C172=\"\",\"\",VLOOKUP(C172,'[3]CENNIK PŁASKI'!$C$2:$AH$27586,24,0))","v":""},"",{"$f":"IF(C172=\"\",\"\",VLOOKUP(C172,'[3]CENNIK PŁASKI'!$C$2:$AH$27586,25,0))","v":""},"",""]
[null,"",null,{"$f":"IF(C173=\"\",\"\",VLOOKUP(C173,'CENNIK PŁASKI'!$D$2:$AH$20238,3,0))","v":""},{"$f":"IF(C173=\"\",\"\",VLOOKUP(C173,'CENNIK PŁASKI'!$D$2:$AH$20238,4,0))","v":""},null,{"$f":"IF(C173=\"\",\"\",VLOOKUP(C173,'CENNIK PŁASKI'!$D$2:$AH$20238,9,0))","v":""},"",null,"","",{"$f":"IF(C173=\"\",\"\",VLOOKUP(C173,'[3]CENNIK PŁASKI'!$C$2:$AH$27586,24,0))","v":""},"",{"$f":"IF(C173=\"\",\"\",VLOOKUP(C173,'[3]CENNIK PŁASKI'!$C$2:$AH$27586,25,0))","v":""},"",""]
[null,"",null,{"$f":"IF(C174=\"\",\"\",VLOOKUP(C174,'CENNIK PŁASKI'!$D$2:$AH$20238,3,0))","v":""},{"$f":"IF(C174=\"\",\"\",VLOOKUP(C174,'CENNIK PŁASKI'!$D$2:$AH$20238,4,0))","v":""},null,{"$f":"IF(C174=\"\",\"\",VLOOKUP(C174,'CENNIK PŁASKI'!$D$2:$AH$20238,9,0))","v":""},"",null,"","",{"$f":"IF(C174=\"\",\"\",VLOOKUP(C174,'[3]CENNIK PŁASKI'!$C$2:$AH$27586,24,0))","v":""},"",{"$f":"IF(C174=\"\",\"\",VLOOKUP(C174,'[3]CENNIK PŁASKI'!$C$2:$AH$27586,25,0))","v":""},"",""]
[null,"",null,{"$f":"IF(C175=\"\",\"\",VLOOKUP(C175,'CENNIK PŁASKI'!$D$2:$AH$20238,3,0))","v":""},{"$f":"IF(C175=\"\",\"\",VLOOKUP(C175,'CENNIK PŁASKI'!$D$2:$AH$20238,4,0))","v":""},null,{"$f":"IF(C175=\"\",\"\",VLOOKUP(C175,'CENNIK PŁASKI'!$D$2:$AH$20238,9,0))","v":""},"",null,"","",{"$f":"IF(C175=\"\",\"\",VLOOKUP(C175,'[3]CENNIK PŁASKI'!$C$2:$AH$27586,24,0))","v":""},"",{"$f":"IF(C175=\"\",\"\",VLOOKUP(C175,'[3]CENNIK PŁASKI'!$C$2:$AH$27586,25,0))","v":""},"",""]
[null,"",null,{"$f":"IF(C176=\"\",\"\",VLOOKUP(C176,'CENNIK PŁASKI'!$D$2:$AH$20238,3,0))","v":""},{"$f":"IF(C176=\"\",\"\",VLOOKUP(C176,'CENNIK PŁASKI'!$D$2:$AH$20238,4,0))","v":""},null,{"$f":"IF(C176=\"\",\"\",VLOOKUP(C176,'CENNIK PŁASKI'!$D$2:$AH$20238,9,0))","v":""},"",null,"","",{"$f":"IF(C176=\"\",\"\",VLOOKUP(C176,'[3]CENNIK PŁASKI'!$C$2:$AH$27586,24,0))","v":""},"",{"$f":"IF(C176=\"\",\"\",VLOOKUP(C176,'[3]CENNIK PŁASKI'!$C$2:$AH$27586,25,0))","v":""},"",""]
[null,"",null,{"$f":"IF(C177=\"\",\"\",VLOOKUP(C177,'CENNIK PŁASKI'!$D$2:$AH$20238,3,0))","v":""},{"$f":"IF(C177=\"\",\"\",VLOOKUP(C177,'CENNIK PŁASKI'!$D$2:$AH$20238,4,0))","v":""},null,{"$f":"IF(C177=\"\",\"\",VLOOKUP(C177,'CENNIK PŁASKI'!$D$2:$AH$20238,9,0))","v":""},"",null,"","",{"$f":"IF(C177=\"\",\"\",VLOOKUP(C177,'[3]CENNIK PŁASKI'!$C$2:$AH$27586,24,0))","v":""},"",{"$f":"IF(C177=\"\",\"\",VLOOKUP(C177,'[3]CENNIK PŁASKI'!$C$2:$AH$27586,25,0))","v":""},"",""]
[null,"",null,{"$f":"IF(C178=\"\",\"\",VLOOKUP(C178,'CENNIK PŁASKI'!$D$2:$AH$20238,3,0))","v":""},{"$f":"IF(C178=\"\",\"\",VLOOKUP(C178,'CENNIK PŁASKI'!$D$2:$AH$20238,4,0))","v":""},null,{"$f":"IF(C178=\"\",\"\",VLOOKUP(C178,'CENNIK PŁASKI'!$D$2:$AH$20238,9,0))","v":""},"",null,"","",{"$f":"IF(C178=\"\",\"\",VLOOKUP(C178,'[3]CENNIK PŁASKI'!$C$2:$AH$27586,24,0))","v":""},"",{"$f":"IF(C178=\"\",\"\",VLOOKUP(C178,'[3]CENNIK PŁASKI'!$C$2:$AH$27586,25,0))","v":""},"",""]
[null,"",null,{"$f":"IF(C179=\"\",\"\",VLOOKUP(C179,'CENNIK PŁASKI'!$D$2:$AH$20238,3,0))","v":""},{"$f":"IF(C179=\"\",\"\",VLOOKUP(C179,'CENNIK PŁASKI'!$D$2:$AH$20238,4,0))","v":""},null,{"$f":"IF(C179=\"\",\"\",VLOOKUP(C179,'CENNIK PŁASKI'!$D$2:$AH$20238,9,0))","v":""},"",null,"","",{"$f":"IF(C179=\"\",\"\",VLOOKUP(C179,'[3]CENNIK PŁASKI'!$C$2:$AH$27586,24,0))","v":""},"",{"$f":"IF(C179=\"\",\"\",VLOOKUP(C179,'[3]CENNIK PŁASKI'!$C$2:$AH$27586,25,0))","v":""},"",""]
[null,"",null,{"$f":"IF(C180=\"\",\"\",VLOOKUP(C180,'CENNIK PŁASKI'!$D$2:$AH$20238,3,0))","v":""},{"$f":"IF(C180=\"\",\"\",VLOOKUP(C180,'CENNIK PŁASKI'!$D$2:$AH$20238,4,0))","v":""},null,{"$f":"IF(C180=\"\",\"\",VLOOKUP(C180,'CENNIK PŁASKI'!$D$2:$AH$20238,9,0))","v":""},"",null,"","",{"$f":"IF(C180=\"\",\"\",VLOOKUP(C180,'[3]CENNIK PŁASKI'!$C$2:$AH$27586,24,0))","v":""},"",{"$f":"IF(C180=\"\",\"\",VLOOKUP(C180,'[3]CENNIK PŁASKI'!$C$2:$AH$27586,25,0))","v":""},"",""]
[null,"",null,{"$f":"IF(C181=\"\",\"\",VLOOKUP(C181,'CENNIK PŁASKI'!$D$2:$AH$20238,3,0))","v":""},{"$f":"IF(C181=\"\",\"\",VLOOKUP(C181,'CENNIK PŁASKI'!$D$2:$AH$20238,4,0))","v":""},null,{"$f":"IF(C181=\"\",\"\",VLOOKUP(C181,'CENNIK PŁASKI'!$D$2:$AH$20238,9,0))","v":""},"",null,"","",{"$f":"IF(C181=\"\",\"\",VLOOKUP(C181,'[3]CENNIK PŁASKI'!$C$2:$AH$27586,24,0))","v":""},"",{"$f":"IF(C181=\"\",\"\",VLOOKUP(C181,'[3]CENNIK PŁASKI'!$C$2:$AH$27586,25,0))","v":""},"",""]
[null,"",null,{"$f":"IF(C182=\"\",\"\",VLOOKUP(C182,'CENNIK PŁASKI'!$D$2:$AH$20238,3,0))","v":""},{"$f":"IF(C182=\"\",\"\",VLOOKUP(C182,'CENNIK PŁASKI'!$D$2:$AH$20238,4,0))","v":""},null,{"$f":"IF(C182=\"\",\"\",VLOOKUP(C182,'CENNIK PŁASKI'!$D$2:$AH$20238,9,0))","v":""},"",null,"","",{"$f":"IF(C182=\"\",\"\",VLOOKUP(C182,'[3]CENNIK PŁASKI'!$C$2:$AH$27586,24,0))","v":""},"",{"$f":"IF(C182=\"\",\"\",VLOOKUP(C182,'[3]CENNIK PŁASKI'!$C$2:$AH$27586,25,0))","v":""},"",""]
[null,"",null,{"$f":"IF(C183=\"\",\"\",VLOOKUP(C183,'CENNIK PŁASKI'!$D$2:$AH$20238,3,0))","v":""},{"$f":"IF(C183=\"\",\"\",VLOOKUP(C183,'CENNIK PŁASKI'!$D$2:$AH$20238,4,0))","v":""},null,{"$f":"IF(C183=\"\",\"\",VLOOKUP(C183,'CENNIK PŁASKI'!$D$2:$AH$20238,9,0))","v":""},"",null,"","",{"$f":"IF(C183=\"\",\"\",VLOOKUP(C183,'[3]CENNIK PŁASKI'!$C$2:$AH$27586,24,0))","v":""},"",{"$f":"IF(C183=\"\",\"\",VLOOKUP(C183,'[3]CENNIK PŁASKI'!$C$2:$AH$27586,25,0))","v":""},"",""]
[null,"",null,{"$f":"IF(C184=\"\",\"\",VLOOKUP(C184,'CENNIK PŁASKI'!$D$2:$AH$20238,3,0))","v":""},{"$f":"IF(C184=\"\",\"\",VLOOKUP(C184,'CENNIK PŁASKI'!$D$2:$AH$20238,4,0))","v":""},null,{"$f":"IF(C184=\"\",\"\",VLOOKUP(C184,'CENNIK PŁASKI'!$D$2:$AH$20238,9,0))","v":""},"",null,"","",{"$f":"IF(C184=\"\",\"\",VLOOKUP(C184,'[3]CENNIK PŁASKI'!$C$2:$AH$27586,24,0))","v":""},"",{"$f":"IF(C184=\"\",\"\",VLOOKUP(C184,'[3]CENNIK PŁASKI'!$C$2:$AH$27586,25,0))","v":""},"",""]
[null,"",null,{"$f":"IF(C185=\"\",\"\",VLOOKUP(C185,'CENNIK PŁASKI'!$D$2:$AH$20238,3,0))","v":""},{"$f":"IF(C185=\"\",\"\",VLOOKUP(C185,'CENNIK PŁASKI'!$D$2:$AH$20238,4,0))","v":""},null,{"$f":"IF(C185=\"\",\"\",VLOOKUP(C185,'CENNIK PŁASKI'!$D$2:$AH$20238,9,0))","v":""},"",null,"","",{"$f":"IF(C185=\"\",\"\",VLOOKUP(C185,'[3]CENNIK PŁASKI'!$C$2:$AH$27586,24,0))","v":""},"",{"$f":"IF(C185=\"\",\"\",VLOOKUP(C185,'[3]CENNIK PŁASKI'!$C$2:$AH$27586,25,0))","v":""},"",""]
[null,"",null,{"$f":"IF(C186=\"\",\"\",VLOOKUP(C186,'CENNIK PŁASKI'!$D$2:$AH$20238,3,0))","v":""},{"$f":"IF(C186=\"\",\"\",VLOOKUP(C186,'CENNIK PŁASKI'!$D$2:$AH$20238,4,0))","v":""},null,{"$f":"IF(C186=\"\",\"\",VLOOKUP(C186,'CENNIK PŁASKI'!$D$2:$AH$20238,9,0))","v":""},"",null,"","",{"$f":"IF(C186=\"\",\"\",VLOOKUP(C186,'[3]CENNIK PŁASKI'!$C$2:$AH$27586,24,0))","v":""},"",{"$f":"IF(C186=\"\",\"\",VLOOKUP(C186,'[3]CENNIK PŁASKI'!$C$2:$AH$27586,25,0))","v":""},"",""]
[null,"",null,{"$f":"IF(C187=\"\",\"\",VLOOKUP(C187,'CENNIK PŁASKI'!$D$2:$AH$20238,3,0))","v":""},{"$f":"IF(C187=\"\",\"\",VLOOKUP(C187,'CENNIK PŁASKI'!$D$2:$AH$20238,4,0))","v":""},null,{"$f":"IF(C187=\"\",\"\",VLOOKUP(C187,'CENNIK PŁASKI'!$D$2:$AH$20238,9,0))","v":""},"",null,"","",{"$f":"IF(C187=\"\",\"\",VLOOKUP(C187,'[3]CENNIK PŁASKI'!$C$2:$AH$27586,24,0))","v":""},"",{"$f":"IF(C187=\"\",\"\",VLOOKUP(C187,'[3]CENNIK PŁASKI'!$C$2:$AH$27586,25,0))","v":""},"",""]
[null,"",null,{"$f":"IF(C188=\"\",\"\",VLOOKUP(C188,'CENNIK PŁASKI'!$D$2:$AH$20238,3,0))","v":""},{"$f":"IF(C188=\"\",\"\",VLOOKUP(C188,'CENNIK PŁASKI'!$D$2:$AH$20238,4,0))","v":""},null,{"$f":"IF(C188=\"\",\"\",VLOOKUP(C188,'CENNIK PŁASKI'!$D$2:$AH$20238,9,0))","v":""},"",null,"","",{"$f":"IF(C188=\"\",\"\",VLOOKUP(C188,'[3]CENNIK PŁASKI'!$C$2:$AH$27586,24,0))","v":""},"",{"$f":"IF(C188=\"\",\"\",VLOOKUP(C188,'[3]CENNIK PŁASKI'!$C$2:$AH$27586,25,0))","v":""},"",""]
[null,"",null,{"$f":"IF(C189=\"\",\"\",VLOOKUP(C189,'CENNIK PŁASKI'!$D$2:$AH$20238,3,0))","v":""},{"$f":"IF(C189=\"\",\"\",VLOOKUP(C189,'CENNIK PŁASKI'!$D$2:$AH$20238,4,0))","v":""},null,{"$f":"IF(C189=\"\",\"\",VLOOKUP(C189,'CENNIK PŁASKI'!$D$2:$AH$20238,9,0))","v":""},"",null,"","",{"$f":"IF(C189=\"\",\"\",VLOOKUP(C189,'[3]CENNIK PŁASKI'!$C$2:$AH$27586,24,0))","v":""},"",{"$f":"IF(C189=\"\",\"\",VLOOKUP(C189,'[3]CENNIK PŁASKI'!$C$2:$AH$27586,25,0))","v":""},"",""]
[null,"",null,{"$f":"IF(C190=\"\",\"\",VLOOKUP(C190,'CENNIK PŁASKI'!$D$2:$AH$20238,3,0))","v":""},{"$f":"IF(C190=\"\",\"\",VLOOKUP(C190,'CENNIK PŁASKI'!$D$2:$AH$20238,4,0))","v":""},null,{"$f":"IF(C190=\"\",\"\",VLOOKUP(C190,'CENNIK PŁASKI'!$D$2:$AH$20238,9,0))","v":""},"",null,"","",{"$f":"IF(C190=\"\",\"\",VLOOKUP(C190,'[3]CENNIK PŁASKI'!$C$2:$AH$27586,24,0))","v":""},"",{"$f":"IF(C190=\"\",\"\",VLOOKUP(C190,'[3]CENNIK PŁASKI'!$C$2:$AH$27586,25,0))","v":""},"",""]
[null,"",null,{"$f":"IF(C191=\"\",\"\",VLOOKUP(C191,'CENNIK PŁASKI'!$D$2:$AH$20238,3,0))","v":""},{"$f":"IF(C191=\"\",\"\",VLOOKUP(C191,'CENNIK PŁASKI'!$D$2:$AH$20238,4,0))","v":""},null,{"$f":"IF(C191=\"\",\"\",VLOOKUP(C191,'CENNIK PŁASKI'!$D$2:$AH$20238,9,0))","v":""},"",null,"","",{"$f":"IF(C191=\"\",\"\",VLOOKUP(C191,'[3]CENNIK PŁASKI'!$C$2:$AH$27586,24,0))","v":""},"",{"$f":"IF(C191=\"\",\"\",VLOOKUP(C191,'[3]CENNIK PŁASKI'!$C$2:$AH$27586,25,0))","v":""},"",""]
[null,"",null,{"$f":"IF(C192=\"\",\"\",VLOOKUP(C192,'CENNIK PŁASKI'!$D$2:$AH$20238,3,0))","v":""},{"$f":"IF(C192=\"\",\"\",VLOOKUP(C192,'CENNIK PŁASKI'!$D$2:$AH$20238,4,0))","v":""},null,{"$f":"IF(C192=\"\",\"\",VLOOKUP(C192,'CENNIK PŁASKI'!$D$2:$AH$20238,9,0))","v":""},"",null,"","",{"$f":"IF(C192=\"\",\"\",VLOOKUP(C192,'[3]CENNIK PŁASKI'!$C$2:$AH$27586,24,0))","v":""},"",{"$f":"IF(C192=\"\",\"\",VLOOKUP(C192,'[3]CENNIK PŁASKI'!$C$2:$AH$27586,25,0))","v":""},"",""]
[null,"",null,{"$f":"IF(C193=\"\",\"\",VLOOKUP(C193,'CENNIK PŁASKI'!$D$2:$AH$20238,3,0))","v":""},{"$f":"IF(C193=\"\",\"\",VLOOKUP(C193,'CENNIK PŁASKI'!$D$2:$AH$20238,4,0))","v":""},null,{"$f":"IF(C193=\"\",\"\",VLOOKUP(C193,'CENNIK PŁASKI'!$D$2:$AH$20238,9,0))","v":""},"",null,"","",{"$f":"IF(C193=\"\",\"\",VLOOKUP(C193,'[3]CENNIK PŁASKI'!$C$2:$AH$27586,24,0))","v":""},"",{"$f":"IF(C193=\"\",\"\",VLOOKUP(C193,'[3]CENNIK PŁASKI'!$C$2:$AH$27586,25,0))","v":""},"",""]
[null,"",null,{"$f":"IF(C194=\"\",\"\",VLOOKUP(C194,'CENNIK PŁASKI'!$D$2:$AH$20238,3,0))","v":""},{"$f":"IF(C194=\"\",\"\",VLOOKUP(C194,'CENNIK PŁASKI'!$D$2:$AH$20238,4,0))","v":""},null,{"$f":"IF(C194=\"\",\"\",VLOOKUP(C194,'CENNIK PŁASKI'!$D$2:$AH$20238,9,0))","v":""},"",null,"","",{"$f":"IF(C194=\"\",\"\",VLOOKUP(C194,'[3]CENNIK PŁASKI'!$C$2:$AH$27586,24,0))","v":""},"",{"$f":"IF(C194=\"\",\"\",VLOOKUP(C194,'[3]CENNIK PŁASKI'!$C$2:$AH$27586,25,0))","v":""},"",""]
[null,"",null,{"$f":"IF(C195=\"\",\"\",VLOOKUP(C195,'CENNIK PŁASKI'!$D$2:$AH$20238,3,0))","v":""},{"$f":"IF(C195=\"\",\"\",VLOOKUP(C195,'CENNIK PŁASKI'!$D$2:$AH$20238,4,0))","v":""},null,{"$f":"IF(C195=\"\",\"\",VLOOKUP(C195,'CENNIK PŁASKI'!$D$2:$AH$20238,9,0))","v":""},"",null,"","",{"$f":"IF(C195=\"\",\"\",VLOOKUP(C195,'[3]CENNIK PŁASKI'!$C$2:$AH$27586,24,0))","v":""},"",{"$f":"IF(C195=\"\",\"\",VLOOKUP(C195,'[3]CENNIK PŁASKI'!$C$2:$AH$27586,25,0))","v":""},"",""]
[null,"",null,{"$f":"IF(C196=\"\",\"\",VLOOKUP(C196,'CENNIK PŁASKI'!$D$2:$AH$20238,3,0))","v":""},{"$f":"IF(C196=\"\",\"\",VLOOKUP(C196,'CENNIK PŁASKI'!$D$2:$AH$20238,4,0))","v":""},null,{"$f":"IF(C196=\"\",\"\",VLOOKUP(C196,'CENNIK PŁASKI'!$D$2:$AH$20238,9,0))","v":""},"",null,"","",{"$f":"IF(C196=\"\",\"\",VLOOKUP(C196,'[3]CENNIK PŁASKI'!$C$2:$AH$27586,24,0))","v":""},"",{"$f":"IF(C196=\"\",\"\",VLOOKUP(C196,'[3]CENNIK PŁASKI'!$C$2:$AH$27586,25,0))","v":""},"",""]
[null,"",null,{"$f":"IF(C197=\"\",\"\",VLOOKUP(C197,'CENNIK PŁASKI'!$D$2:$AH$20238,3,0))","v":""},{"$f":"IF(C197=\"\",\"\",VLOOKUP(C197,'CENNIK PŁASKI'!$D$2:$AH$20238,4,0))","v":""},null,{"$f":"IF(C197=\"\",\"\",VLOOKUP(C197,'CENNIK PŁASKI'!$D$2:$AH$20238,9,0))","v":""},"",null,"","",{"$f":"IF(C197=\"\",\"\",VLOOKUP(C197,'[3]CENNIK PŁASKI'!$C$2:$AH$27586,24,0))","v":""},"",{"$f":"IF(C197=\"\",\"\",VLOOKUP(C197,'[3]CENNIK PŁASKI'!$C$2:$AH$27586,25,0))","v":""},"",""]
[null,"",null,{"$f":"IF(C198=\"\",\"\",VLOOKUP(C198,'CENNIK PŁASKI'!$D$2:$AH$20238,3,0))","v":""},{"$f":"IF(C198=\"\",\"\",VLOOKUP(C198,'CENNIK PŁASKI'!$D$2:$AH$20238,4,0))","v":""},null,{"$f":"IF(C198=\"\",\"\",VLOOKUP(C198,'CENNIK PŁASKI'!$D$2:$AH$20238,9,0))","v":""},"",null,"","",{"$f":"IF(C198=\"\",\"\",VLOOKUP(C198,'[3]CENNIK PŁASKI'!$C$2:$AH$27586,24,0))","v":""},"",{"$f":"IF(C198=\"\",\"\",VLOOKUP(C198,'[3]CENNIK PŁASKI'!$C$2:$AH$27586,25,0))","v":""},"",""]
[null,"",null,{"$f":"IF(C199=\"\",\"\",VLOOKUP(C199,'CENNIK PŁASKI'!$D$2:$AH$20238,3,0))","v":""},{"$f":"IF(C199=\"\",\"\",VLOOKUP(C199,'CENNIK PŁASKI'!$D$2:$AH$20238,4,0))","v":""},null,{"$f":"IF(C199=\"\",\"\",VLOOKUP(C199,'CENNIK PŁASKI'!$D$2:$AH$20238,9,0))","v":""},"",null,"","",{"$f":"IF(C199=\"\",\"\",VLOOKUP(C199,'[3]CENNIK PŁASKI'!$C$2:$AH$27586,24,0))","v":""},"",{"$f":"IF(C199=\"\",\"\",VLOOKUP(C199,'[3]CENNIK PŁASKI'!$C$2:$AH$27586,25,0))","v":""},"",""]
[null,"",null,{"$f":"IF(C200=\"\",\"\",VLOOKUP(C200,'CENNIK PŁASKI'!$D$2:$AH$20238,3,0))","v":""},{"$f":"IF(C200=\"\",\"\",VLOOKUP(C200,'CENNIK PŁASKI'!$D$2:$AH$20238,4,0))","v":""},null,{"$f":"IF(C200=\"\",\"\",VLOOKUP(C200,'CENNIK PŁASKI'!$D$2:$AH$20238,9,0))","v":""},"",null,"","",{"$f":"IF(C200=\"\",\"\",VLOOKUP(C200,'[3]CENNIK PŁASKI'!$C$2:$AH$27586,24,0))","v":""},"",{"$f":"IF(C200=\"\",\"\",VLOOKUP(C200,'[3]CENNIK PŁASKI'!$C$2:$AH$27586,25,0))","v":""},"",""]
[null,"",null,{"$f":"IF(C201=\"\",\"\",VLOOKUP(C201,'CENNIK PŁASKI'!$D$2:$AH$20238,3,0))","v":""},{"$f":"IF(C201=\"\",\"\",VLOOKUP(C201,'CENNIK PŁASKI'!$D$2:$AH$20238,4,0))","v":""},null,{"$f":"IF(C201=\"\",\"\",VLOOKUP(C201,'CENNIK PŁASKI'!$D$2:$AH$20238,9,0))","v":""},"",null,"","",{"$f":"IF(C201=\"\",\"\",VLOOKUP(C201,'[3]CENNIK PŁASKI'!$C$2:$AH$27586,24,0))","v":""},"",{"$f":"IF(C201=\"\",\"\",VLOOKUP(C201,'[3]CENNIK PŁASKI'!$C$2:$AH$27586,25,0))","v":""},"",""]
[null,"",null,{"$f":"IF(C202=\"\",\"\",VLOOKUP(C202,'CENNIK PŁASKI'!$D$2:$AH$20238,3,0))","v":""},{"$f":"IF(C202=\"\",\"\",VLOOKUP(C202,'CENNIK PŁASKI'!$D$2:$AH$20238,4,0))","v":""},null,{"$f":"IF(C202=\"\",\"\",VLOOKUP(C202,'CENNIK PŁASKI'!$D$2:$AH$20238,9,0))","v":""},"",null,"","",{"$f":"IF(C202=\"\",\"\",VLOOKUP(C202,'[3]CENNIK PŁASKI'!$C$2:$AH$27586,24,0))","v":""},"",{"$f":"IF(C202=\"\",\"\",VLOOKUP(C202,'[3]CENNIK PŁASKI'!$C$2:$AH$27586,25,0))","v":""},"",""]
[null,"",null,{"$f":"IF(C203=\"\",\"\",VLOOKUP(C203,'CENNIK PŁASKI'!$D$2:$AH$20238,3,0))","v":""},{"$f":"IF(C203=\"\",\"\",VLOOKUP(C203,'CENNIK PŁASKI'!$D$2:$AH$20238,4,0))","v":""},null,{"$f":"IF(C203=\"\",\"\",VLOOKUP(C203,'CENNIK PŁASKI'!$D$2:$AH$20238,9,0))","v":""},"",null,"","",{"$f":"IF(C203=\"\",\"\",VLOOKUP(C203,'[3]CENNIK PŁASKI'!$C$2:$AH$27586,24,0))","v":""},"",{"$f":"IF(C203=\"\",\"\",VLOOKUP(C203,'[3]CENNIK PŁASKI'!$C$2:$AH$27586,25,0))","v":""},"",""]
[null,"",null,{"$f":"IF(C204=\"\",\"\",VLOOKUP(C204,'CENNIK PŁASKI'!$D$2:$AH$20238,3,0))","v":""},{"$f":"IF(C204=\"\",\"\",VLOOKUP(C204,'CENNIK PŁASKI'!$D$2:$AH$20238,4,0))","v":""},null,{"$f":"IF(C204=\"\",\"\",VLOOKUP(C204,'CENNIK PŁASKI'!$D$2:$AH$20238,9,0))","v":""},"",null,"","",{"$f":"IF(C204=\"\",\"\",VLOOKUP(C204,'[3]CENNIK PŁASKI'!$C$2:$AH$27586,24,0))","v":""},"",{"$f":"IF(C204=\"\",\"\",VLOOKUP(C204,'[3]CENNIK PŁASKI'!$C$2:$AH$27586,25,0))","v":""},"",""]
[null,"",null,{"$f":"IF(C205=\"\",\"\",VLOOKUP(C205,'CENNIK PŁASKI'!$D$2:$AH$20238,3,0))","v":""},{"$f":"IF(C205=\"\",\"\",VLOOKUP(C205,'CENNIK PŁASKI'!$D$2:$AH$20238,4,0))","v":""},null,{"$f":"IF(C205=\"\",\"\",VLOOKUP(C205,'CENNIK PŁASKI'!$D$2:$AH$20238,9,0))","v":""},"",null,"","",{"$f":"IF(C205=\"\",\"\",VLOOKUP(C205,'[3]CENNIK PŁASKI'!$C$2:$AH$27586,24,0))","v":""},"",{"$f":"IF(C205=\"\",\"\",VLOOKUP(C205,'[3]CENNIK PŁASKI'!$C$2:$AH$27586,25,0))","v":""},"",""]
[null,"",null,{"$f":"IF(C206=\"\",\"\",VLOOKUP(C206,'CENNIK PŁASKI'!$D$2:$AH$20238,3,0))","v":""},{"$f":"IF(C206=\"\",\"\",VLOOKUP(C206,'CENNIK PŁASKI'!$D$2:$AH$20238,4,0))","v":""},null,{"$f":"IF(C206=\"\",\"\",VLOOKUP(C206,'CENNIK PŁASKI'!$D$2:$AH$20238,9,0))","v":""},"",null,"","",{"$f":"IF(C206=\"\",\"\",VLOOKUP(C206,'[3]CENNIK PŁASKI'!$C$2:$AH$27586,24,0))","v":""},"",{"$f":"IF(C206=\"\",\"\",VLOOKUP(C206,'[3]CENNIK PŁASKI'!$C$2:$AH$27586,25,0))","v":""},"",{"$f":"IF(C206<>\"\",IF(ISNUMBER(F206),\"\",\"Proszę wpisać ilość\"),\"\")","v":""}]
[null,"",null,{"$f":"IF(C207=\"\",\"\",VLOOKUP(C207,'CENNIK PŁASKI'!$D$2:$AH$20238,3,0))","v":""},{"$f":"IF(C207=\"\",\"\",VLOOKUP(C207,'CENNIK PŁASKI'!$D$2:$AH$20238,4,0))","v":""},null,{"$f":"IF(C207=\"\",\"\",VLOOKUP(C207,'CENNIK PŁASKI'!$D$2:$AH$20238,9,0))","v":""},"",null,"","",{"$f":"IF(C207=\"\",\"\",VLOOKUP(C207,'[3]CENNIK PŁASKI'!$C$2:$AH$27586,24,0))","v":""},"",{"$f":"IF(C207=\"\",\"\",VLOOKUP(C207,'[3]CENNIK PŁASKI'!$C$2:$AH$27586,25,0))","v":""},"",""]
[null,{"$f":"IF(C208<>\"\",B207+1,\"\")","v":""},null,{"$f":"IF(C208=\"\",\"\",VLOOKUP(C208,'CENNIK PŁASKI'!$D$2:$AH$20238,3,0))","v":""},{"$f":"IF(C208=\"\",\"\",VLOOKUP(C208,'CENNIK PŁASKI'!$D$2:$AH$20238,4,0))","v":""},null,{"$f":"IF(C208=\"\",\"\",VLOOKUP(C208,'CENNIK PŁASKI'!$D$2:$AH$20238,9,0))","v":""},{"$f":"IF(C208=\"\",\"\",F208*G208)","v":""},null,{"$f":"IF(B208=\"\",\"\",IF(I208>0,G208*(1-I208),G208))","v":""},{"$f":"IF(C208=\"\",\"\",IF(I208>0,H208*(1-I208),H208))","v":""},{"$f":"IF(C208=\"\",\"\",VLOOKUP(C208,'[3]CENNIK PŁASKI'!$C$2:$AH$27586,24,0))","v":""},{"$f":"HYPERLINK(L208,L208)","v":""},{"$f":"IF(C208=\"\",\"\",VLOOKUP(C208,'[3]CENNIK PŁASKI'!$C$2:$AH$27586,25,0))","v":""},{"$f":"HYPERLINK(N208,N208)","v":""},""]
[null,"",null,{"$f":"IF(C209=\"\",\"\",VLOOKUP(C209,'CENNIK PŁASKI'!$D$2:$AH$20238,3,0))","v":""},{"$f":"IF(C209=\"\",\"\",VLOOKUP(C209,'CENNIK PŁASKI'!$D$2:$AH$20238,4,0))","v":""},null,{"$f":"IF(C209=\"\",\"\",VLOOKUP(C209,'CENNIK PŁASKI'!$D$2:$AH$20238,9,0))","v":""},"",null,"","",{"$f":"IF(C209=\"\",\"\",VLOOKUP(C209,'[3]CENNIK PŁASKI'!$C$2:$AH$27586,24,0))","v":""},"",{"$f":"IF(C209=\"\",\"\",VLOOKUP(C209,'[3]CENNIK PŁASKI'!$C$2:$AH$27586,25,0))","v":""},"",""]
[null,"",null,{"$f":"IF(C210=\"\",\"\",VLOOKUP(C210,'CENNIK PŁASKI'!$D$2:$AH$20238,3,0))","v":""},{"$f":"IF(C210=\"\",\"\",VLOOKUP(C210,'CENNIK PŁASKI'!$D$2:$AH$20238,4,0))","v":""},null,{"$f":"IF(C210=\"\",\"\",VLOOKUP(C210,'CENNIK PŁASKI'!$D$2:$AH$20238,9,0))","v":""},"",null,"","",{"$f":"IF(C210=\"\",\"\",VLOOKUP(C210,'[3]CENNIK PŁASKI'!$C$2:$AH$27586,24,0))","v":""},"",{"$f":"IF(C210=\"\",\"\",VLOOKUP(C210,'[3]CENNIK PŁASKI'!$C$2:$AH$27586,25,0))","v":""},"",""]
[null,"",null,{"$f":"IF(C211=\"\",\"\",VLOOKUP(C211,'CENNIK PŁASKI'!$D$2:$AH$20238,3,0))","v":""},{"$f":"IF(C211=\"\",\"\",VLOOKUP(C211,'CENNIK PŁASKI'!$D$2:$AH$20238,4,0))","v":""},null,{"$f":"IF(C211=\"\",\"\",VLOOKUP(C211,'CENNIK PŁASKI'!$D$2:$AH$20238,9,0))","v":""},"",null,"","",{"$f":"IF(C211=\"\",\"\",VLOOKUP(C211,'[3]CENNIK PŁASKI'!$C$2:$AH$27586,24,0))","v":""},"",{"$f":"IF(C211=\"\",\"\",VLOOKUP(C211,'[3]CENNIK PŁASKI'!$C$2:$AH$27586,25,0))","v":""},"",""]
[null,"",null,{"$f":"IF(C212=\"\",\"\",VLOOKUP(C212,'CENNIK PŁASKI'!$D$2:$AH$20238,3,0))","v":""},{"$f":"IF(C212=\"\",\"\",VLOOKUP(C212,'CENNIK PŁASKI'!$D$2:$AH$20238,4,0))","v":""},null,{"$f":"IF(C212=\"\",\"\",VLOOKUP(C212,'CENNIK PŁASKI'!$D$2:$AH$20238,9,0))","v":""},"",null,"","",{"$f":"IF(C212=\"\",\"\",VLOOKUP(C212,'[3]CENNIK PŁASKI'!$C$2:$AH$27586,24,0))","v":""},"",{"$f":"IF(C212=\"\",\"\",VLOOKUP(C212,'[3]CENNIK PŁASKI'!$C$2:$AH$27586,25,0))","v":""},"",""]
[null,"",null,{"$f":"IF(C213=\"\",\"\",VLOOKUP(C213,'CENNIK PŁASKI'!$D$2:$AH$20238,3,0))","v":""},{"$f":"IF(C213=\"\",\"\",VLOOKUP(C213,'CENNIK PŁASKI'!$D$2:$AH$20238,4,0))","v":""},null,{"$f":"IF(C213=\"\",\"\",VLOOKUP(C213,'CENNIK PŁASKI'!$D$2:$AH$20238,9,0))","v":""},"",null,"","",{"$f":"IF(C213=\"\",\"\",VLOOKUP(C213,'[3]CENNIK PŁASKI'!$C$2:$AH$27586,24,0))","v":""},"",{"$f":"IF(C213=\"\",\"\",VLOOKUP(C213,'[3]CENNIK PŁASKI'!$C$2:$AH$27586,25,0))","v":""},"",""]
[null,"",null,{"$f":"IF(C214=\"\",\"\",VLOOKUP(C214,'CENNIK PŁASKI'!$D$2:$AH$20238,3,0))","v":""},{"$f":"IF(C214=\"\",\"\",VLOOKUP(C214,'CENNIK PŁASKI'!$D$2:$AH$20238,4,0))","v":""},null,{"$f":"IF(C214=\"\",\"\",VLOOKUP(C214,'CENNIK PŁASKI'!$D$2:$AH$20238,9,0))","v":""},"",null,"","",{"$f":"IF(C214=\"\",\"\",VLOOKUP(C214,'[3]CENNIK PŁASKI'!$C$2:$AH$27586,24,0))","v":""},"",{"$f":"IF(C214=\"\",\"\",VLOOKUP(C214,'[3]CENNIK PŁASKI'!$C$2:$AH$27586,25,0))","v":""},"",""]
[null,"",null,{"$f":"IF(C215=\"\",\"\",VLOOKUP(C215,'CENNIK PŁASKI'!$D$2:$AH$20238,3,0))","v":""},{"$f":"IF(C215=\"\",\"\",VLOOKUP(C215,'CENNIK PŁASKI'!$D$2:$AH$20238,4,0))","v":""},null,{"$f":"IF(C215=\"\",\"\",VLOOKUP(C215,'CENNIK PŁASKI'!$D$2:$AH$20238,9,0))","v":""},"",null,"","",{"$f":"IF(C215=\"\",\"\",VLOOKUP(C215,'[3]CENNIK PŁASKI'!$C$2:$AH$27586,24,0))","v":""},"",{"$f":"IF(C215=\"\",\"\",VLOOKUP(C215,'[3]CENNIK PŁASKI'!$C$2:$AH$27586,25,0))","v":""},"",""]
[null,"",null,{"$f":"IF(C216=\"\",\"\",VLOOKUP(C216,'CENNIK PŁASKI'!$D$2:$AH$20238,3,0))","v":""},{"$f":"IF(C216=\"\",\"\",VLOOKUP(C216,'CENNIK PŁASKI'!$D$2:$AH$20238,4,0))","v":""},null,{"$f":"IF(C216=\"\",\"\",VLOOKUP(C216,'CENNIK PŁASKI'!$D$2:$AH$20238,9,0))","v":""},"",null,"","",{"$f":"IF(C216=\"\",\"\",VLOOKUP(C216,'[3]CENNIK PŁASKI'!$C$2:$AH$27586,24,0))","v":""},"",{"$f":"IF(C216=\"\",\"\",VLOOKUP(C216,'[3]CENNIK PŁASKI'!$C$2:$AH$27586,25,0))","v":""},"",""]
[null,"",null,{"$f":"IF(C217=\"\",\"\",VLOOKUP(C217,'CENNIK PŁASKI'!$D$2:$AH$20238,3,0))","v":""},{"$f":"IF(C217=\"\",\"\",VLOOKUP(C217,'CENNIK PŁASKI'!$D$2:$AH$20238,4,0))","v":""},null,{"$f":"IF(C217=\"\",\"\",VLOOKUP(C217,'CENNIK PŁASKI'!$D$2:$AH$20238,9,0))","v":""},"",null,"","",{"$f":"IF(C217=\"\",\"\",VLOOKUP(C217,'[3]CENNIK PŁASKI'!$C$2:$AH$27586,24,0))","v":""},"",{"$f":"IF(C217=\"\",\"\",VLOOKUP(C217,'[3]CENNIK PŁASKI'!$C$2:$AH$27586,25,0))","v":""},"",""]
[null,"",null,{"$f":"IF(C218=\"\",\"\",VLOOKUP(C218,'CENNIK PŁASKI'!$D$2:$AH$20238,3,0))","v":""},{"$f":"IF(C218=\"\",\"\",VLOOKUP(C218,'CENNIK PŁASKI'!$D$2:$AH$20238,4,0))","v":""},null,{"$f":"IF(C218=\"\",\"\",VLOOKUP(C218,'CENNIK PŁASKI'!$D$2:$AH$20238,9,0))","v":""},"",null,"","",{"$f":"IF(C218=\"\",\"\",VLOOKUP(C218,'[3]CENNIK PŁASKI'!$C$2:$AH$27586,24,0))","v":""},"",{"$f":"IF(C218=\"\",\"\",VLOOKUP(C218,'[3]CENNIK PŁASKI'!$C$2:$AH$27586,25,0))","v":""},"",""]
[null,"",null,{"$f":"IF(C219=\"\",\"\",VLOOKUP(C219,'CENNIK PŁASKI'!$D$2:$AH$20238,3,0))","v":""},{"$f":"IF(C219=\"\",\"\",VLOOKUP(C219,'CENNIK PŁASKI'!$D$2:$AH$20238,4,0))","v":""},null,{"$f":"IF(C219=\"\",\"\",VLOOKUP(C219,'CENNIK PŁASKI'!$D$2:$AH$20238,9,0))","v":""},"",null,"","",{"$f":"IF(C219=\"\",\"\",VLOOKUP(C219,'[3]CENNIK PŁASKI'!$C$2:$AH$27586,24,0))","v":""},"",{"$f":"IF(C219=\"\",\"\",VLOOKUP(C219,'[3]CENNIK PŁASKI'!$C$2:$AH$27586,25,0))","v":""},"",""]
[null,"",null,{"$f":"IF(C220=\"\",\"\",VLOOKUP(C220,'CENNIK PŁASKI'!$D$2:$AH$20238,3,0))","v":""},{"$f":"IF(C220=\"\",\"\",VLOOKUP(C220,'CENNIK PŁASKI'!$D$2:$AH$20238,4,0))","v":""},null,{"$f":"IF(C220=\"\",\"\",VLOOKUP(C220,'CENNIK PŁASKI'!$D$2:$AH$20238,9,0))","v":""},"",null,"","",{"$f":"IF(C220=\"\",\"\",VLOOKUP(C220,'[3]CENNIK PŁASKI'!$C$2:$AH$27586,24,0))","v":""},"",{"$f":"IF(C220=\"\",\"\",VLOOKUP(C220,'[3]CENNIK PŁASKI'!$C$2:$AH$27586,25,0))","v":""},"",""]
[null,"",null,{"$f":"IF(C221=\"\",\"\",VLOOKUP(C221,'CENNIK PŁASKI'!$D$2:$AH$20238,3,0))","v":""},{"$f":"IF(C221=\"\",\"\",VLOOKUP(C221,'CENNIK PŁASKI'!$D$2:$AH$20238,4,0))","v":""},null,{"$f":"IF(C221=\"\",\"\",VLOOKUP(C221,'CENNIK PŁASKI'!$D$2:$AH$20238,9,0))","v":""},"",null,"","",{"$f":"IF(C221=\"\",\"\",VLOOKUP(C221,'[3]CENNIK PŁASKI'!$C$2:$AH$27586,24,0))","v":""},"",{"$f":"IF(C221=\"\",\"\",VLOOKUP(C221,'[3]CENNIK PŁASKI'!$C$2:$AH$27586,25,0))","v":""},"",""]
[null,"",null,{"$f":"IF(C222=\"\",\"\",VLOOKUP(C222,'CENNIK PŁASKI'!$D$2:$AH$20238,3,0))","v":""},{"$f":"IF(C222=\"\",\"\",VLOOKUP(C222,'CENNIK PŁASKI'!$D$2:$AH$20238,4,0))","v":""},null,{"$f":"IF(C222=\"\",\"\",VLOOKUP(C222,'CENNIK PŁASKI'!$D$2:$AH$20238,9,0))","v":""},"",null,"","",{"$f":"IF(C222=\"\",\"\",VLOOKUP(C222,'[3]CENNIK PŁASKI'!$C$2:$AH$27586,24,0))","v":""},"",{"$f":"IF(C222=\"\",\"\",VLOOKUP(C222,'[3]CENNIK PŁASKI'!$C$2:$AH$27586,25,0))","v":""},"",""]
[null,"",null,{"$f":"IF(C223=\"\",\"\",VLOOKUP(C223,'CENNIK PŁASKI'!$D$2:$AH$20238,3,0))","v":""},{"$f":"IF(C223=\"\",\"\",VLOOKUP(C223,'CENNIK PŁASKI'!$D$2:$AH$20238,4,0))","v":""},null,{"$f":"IF(C223=\"\",\"\",VLOOKUP(C223,'CENNIK PŁASKI'!$D$2:$AH$20238,9,0))","v":""},"",null,"","",{"$f":"IF(C223=\"\",\"\",VLOOKUP(C223,'[3]CENNIK PŁASKI'!$C$2:$AH$27586,24,0))","v":""},"",{"$f":"IF(C223=\"\",\"\",VLOOKUP(C223,'[3]CENNIK PŁASKI'!$C$2:$AH$27586,25,0))","v":""},"",""]
[null,"",null,{"$f":"IF(C224=\"\",\"\",VLOOKUP(C224,'CENNIK PŁASKI'!$D$2:$AH$20238,3,0))","v":""},{"$f":"IF(C224=\"\",\"\",VLOOKUP(C224,'CENNIK PŁASKI'!$D$2:$AH$20238,4,0))","v":""},null,{"$f":"IF(C224=\"\",\"\",VLOOKUP(C224,'CENNIK PŁASKI'!$D$2:$AH$20238,9,0))","v":""},"",null,"","",{"$f":"IF(C224=\"\",\"\",VLOOKUP(C224,'[3]CENNIK PŁASKI'!$C$2:$AH$27586,24,0))","v":""},"",{"$f":"IF(C224=\"\",\"\",VLOOKUP(C224,'[3]CENNIK PŁASKI'!$C$2:$AH$27586,25,0))","v":""},"",""]
[null,"",null,{"$f":"IF(C225=\"\",\"\",VLOOKUP(C225,'CENNIK PŁASKI'!$D$2:$AH$20238,3,0))","v":""},{"$f":"IF(C225=\"\",\"\",VLOOKUP(C225,'CENNIK PŁASKI'!$D$2:$AH$20238,4,0))","v":""},null,{"$f":"IF(C225=\"\",\"\",VLOOKUP(C225,'CENNIK PŁASKI'!$D$2:$AH$20238,9,0))","v":""},"",null,"","",{"$f":"IF(C225=\"\",\"\",VLOOKUP(C225,'[3]CENNIK PŁASKI'!$C$2:$AH$27586,24,0))","v":""},"",{"$f":"IF(C225=\"\",\"\",VLOOKUP(C225,'[3]CENNIK PŁASKI'!$C$2:$AH$27586,25,0))","v":""},"",""]
[null,"",null,{"$f":"IF(C226=\"\",\"\",VLOOKUP(C226,'CENNIK PŁASKI'!$D$2:$AH$20238,3,0))","v":""},{"$f":"IF(C226=\"\",\"\",VLOOKUP(C226,'CENNIK PŁASKI'!$D$2:$AH$20238,4,0))","v":""},null,{"$f":"IF(C226=\"\",\"\",VLOOKUP(C226,'CENNIK PŁASKI'!$D$2:$AH$20238,9,0))","v":""},"",null,"","",{"$f":"IF(C226=\"\",\"\",VLOOKUP(C226,'[3]CENNIK PŁASKI'!$C$2:$AH$27586,24,0))","v":""},"",{"$f":"IF(C226=\"\",\"\",VLOOKUP(C226,'[3]CENNIK PŁASKI'!$C$2:$AH$27586,25,0))","v":""},"",""]
[null,"",null,{"$f":"IF(C227=\"\",\"\",VLOOKUP(C227,'CENNIK PŁASKI'!$D$2:$AH$20238,3,0))","v":""},{"$f":"IF(C227=\"\",\"\",VLOOKUP(C227,'CENNIK PŁASKI'!$D$2:$AH$20238,4,0))","v":""},null,{"$f":"IF(C227=\"\",\"\",VLOOKUP(C227,'CENNIK PŁASKI'!$D$2:$AH$20238,9,0))","v":""},"",null,"","",{"$f":"IF(C227=\"\",\"\",VLOOKUP(C227,'[3]CENNIK PŁASKI'!$C$2:$AH$27586,24,0))","v":""},"",{"$f":"IF(C227=\"\",\"\",VLOOKUP(C227,'[3]CENNIK PŁASKI'!$C$2:$AH$27586,25,0))","v":""},"",""]
[null,"",null,{"$f":"IF(C228=\"\",\"\",VLOOKUP(C228,'CENNIK PŁASKI'!$D$2:$AH$20238,3,0))","v":""},{"$f":"IF(C228=\"\",\"\",VLOOKUP(C228,'CENNIK PŁASKI'!$D$2:$AH$20238,4,0))","v":""},null,{"$f":"IF(C228=\"\",\"\",VLOOKUP(C228,'CENNIK PŁASKI'!$D$2:$AH$20238,9,0))","v":""},"",null,"","",{"$f":"IF(C228=\"\",\"\",VLOOKUP(C228,'[3]CENNIK PŁASKI'!$C$2:$AH$27586,24,0))","v":""},"",{"$f":"IF(C228=\"\",\"\",VLOOKUP(C228,'[3]CENNIK PŁASKI'!$C$2:$AH$27586,25,0))","v":""},"",""]
[null,"",null,{"$f":"IF(C229=\"\",\"\",VLOOKUP(C229,'CENNIK PŁASKI'!$D$2:$AH$20238,3,0))","v":""},{"$f":"IF(C229=\"\",\"\",VLOOKUP(C229,'CENNIK PŁASKI'!$D$2:$AH$20238,4,0))","v":""},null,{"$f":"IF(C229=\"\",\"\",VLOOKUP(C229,'CENNIK PŁASKI'!$D$2:$AH$20238,9,0))","v":""},"",null,"","",{"$f":"IF(C229=\"\",\"\",VLOOKUP(C229,'[3]CENNIK PŁASKI'!$C$2:$AH$27586,24,0))","v":""},"",{"$f":"IF(C229=\"\",\"\",VLOOKUP(C229,'[3]CENNIK PŁASKI'!$C$2:$AH$27586,25,0))","v":""},"",""]
[null,"",null,{"$f":"IF(C230=\"\",\"\",VLOOKUP(C230,'CENNIK PŁASKI'!$D$2:$AH$20238,3,0))","v":""},{"$f":"IF(C230=\"\",\"\",VLOOKUP(C230,'CENNIK PŁASKI'!$D$2:$AH$20238,4,0))","v":""},null,{"$f":"IF(C230=\"\",\"\",VLOOKUP(C230,'CENNIK PŁASKI'!$D$2:$AH$20238,9,0))","v":""},"",null,"","",{"$f":"IF(C230=\"\",\"\",VLOOKUP(C230,'[3]CENNIK PŁASKI'!$C$2:$AH$27586,24,0))","v":""},"",{"$f":"IF(C230=\"\",\"\",VLOOKUP(C230,'[3]CENNIK PŁASKI'!$C$2:$AH$27586,25,0))","v":""},"",""]
[null,"",null,{"$f":"IF(C231=\"\",\"\",VLOOKUP(C231,'CENNIK PŁASKI'!$D$2:$AH$20238,3,0))","v":""},{"$f":"IF(C231=\"\",\"\",VLOOKUP(C231,'CENNIK PŁASKI'!$D$2:$AH$20238,4,0))","v":""},null,{"$f":"IF(C231=\"\",\"\",VLOOKUP(C231,'CENNIK PŁASKI'!$D$2:$AH$20238,9,0))","v":""},"",null,"","",{"$f":"IF(C231=\"\",\"\",VLOOKUP(C231,'[3]CENNIK PŁASKI'!$C$2:$AH$27586,24,0))","v":""},"",{"$f":"IF(C231=\"\",\"\",VLOOKUP(C231,'[3]CENNIK PŁASKI'!$C$2:$AH$27586,25,0))","v":""},"",""]
[null,"",null,{"$f":"IF(C232=\"\",\"\",VLOOKUP(C232,'CENNIK PŁASKI'!$D$2:$AH$20238,3,0))","v":""},{"$f":"IF(C232=\"\",\"\",VLOOKUP(C232,'CENNIK PŁASKI'!$D$2:$AH$20238,4,0))","v":""},null,{"$f":"IF(C232=\"\",\"\",VLOOKUP(C232,'CENNIK PŁASKI'!$D$2:$AH$20238,9,0))","v":""},"",null,"","",{"$f":"IF(C232=\"\",\"\",VLOOKUP(C232,'[3]CENNIK PŁASKI'!$C$2:$AH$27586,24,0))","v":""},"",{"$f":"IF(C232=\"\",\"\",VLOOKUP(C232,'[3]CENNIK PŁASKI'!$C$2:$AH$27586,25,0))","v":""},"",""]
[null,"",null,{"$f":"IF(C233=\"\",\"\",VLOOKUP(C233,'CENNIK PŁASKI'!$D$2:$AH$20238,3,0))","v":""},{"$f":"IF(C233=\"\",\"\",VLOOKUP(C233,'CENNIK PŁASKI'!$D$2:$AH$20238,4,0))","v":""},null,{"$f":"IF(C233=\"\",\"\",VLOOKUP(C233,'CENNIK PŁASKI'!$D$2:$AH$20238,9,0))","v":""},"",null,"","",{"$f":"IF(C233=\"\",\"\",VLOOKUP(C233,'[3]CENNIK PŁASKI'!$C$2:$AH$27586,24,0))","v":""},"",{"$f":"IF(C233=\"\",\"\",VLOOKUP(C233,'[3]CENNIK PŁASKI'!$C$2:$AH$27586,25,0))","v":""},"",""]
[null,"",null,{"$f":"IF(C234=\"\",\"\",VLOOKUP(C234,'CENNIK PŁASKI'!$D$2:$AH$20238,3,0))","v":""},{"$f":"IF(C234=\"\",\"\",VLOOKUP(C234,'CENNIK PŁASKI'!$D$2:$AH$20238,4,0))","v":""},null,{"$f":"IF(C234=\"\",\"\",VLOOKUP(C234,'CENNIK PŁASKI'!$D$2:$AH$20238,9,0))","v":""},"",null,"","",{"$f":"IF(C234=\"\",\"\",VLOOKUP(C234,'[3]CENNIK PŁASKI'!$C$2:$AH$27586,24,0))","v":""},"",{"$f":"IF(C234=\"\",\"\",VLOOKUP(C234,'[3]CENNIK PŁASKI'!$C$2:$AH$27586,25,0))","v":""},"",""]
[null,"",null,{"$f":"IF(C235=\"\",\"\",VLOOKUP(C235,'CENNIK PŁASKI'!$D$2:$AH$20238,3,0))","v":""},{"$f":"IF(C235=\"\",\"\",VLOOKUP(C235,'CENNIK PŁASKI'!$D$2:$AH$20238,4,0))","v":""},null,{"$f":"IF(C235=\"\",\"\",VLOOKUP(C235,'CENNIK PŁASKI'!$D$2:$AH$20238,9,0))","v":""},"",null,"","",{"$f":"IF(C235=\"\",\"\",VLOOKUP(C235,'[3]CENNIK PŁASKI'!$C$2:$AH$27586,24,0))","v":""},"",{"$f":"IF(C235=\"\",\"\",VLOOKUP(C235,'[3]CENNIK PŁASKI'!$C$2:$AH$27586,25,0))","v":""},"",""]
[null,"",null,{"$f":"IF(C236=\"\",\"\",VLOOKUP(C236,'CENNIK PŁASKI'!$D$2:$AH$20238,3,0))","v":""},{"$f":"IF(C236=\"\",\"\",VLOOKUP(C236,'CENNIK PŁASKI'!$D$2:$AH$20238,4,0))","v":""},null,{"$f":"IF(C236=\"\",\"\",VLOOKUP(C236,'CENNIK PŁASKI'!$D$2:$AH$20238,9,0))","v":""},"",null,"","",{"$f":"IF(C236=\"\",\"\",VLOOKUP(C236,'[3]CENNIK PŁASKI'!$C$2:$AH$27586,24,0))","v":""},"",{"$f":"IF(C236=\"\",\"\",VLOOKUP(C236,'[3]CENNIK PŁASKI'!$C$2:$AH$27586,25,0))","v":""},"",""]
[null,"",null,{"$f":"IF(C237=\"\",\"\",VLOOKUP(C237,'CENNIK PŁASKI'!$D$2:$AH$20238,3,0))","v":""},{"$f":"IF(C237=\"\",\"\",VLOOKUP(C237,'CENNIK PŁASKI'!$D$2:$AH$20238,4,0))","v":""},null,{"$f":"IF(C237=\"\",\"\",VLOOKUP(C237,'CENNIK PŁASKI'!$D$2:$AH$20238,9,0))","v":""},"",null,"","",{"$f":"IF(C237=\"\",\"\",VLOOKUP(C237,'[3]CENNIK PŁASKI'!$C$2:$AH$27586,24,0))","v":""},"",{"$f":"IF(C237=\"\",\"\",VLOOKUP(C237,'[3]CENNIK PŁASKI'!$C$2:$AH$27586,25,0))","v":""},"",""]
[null,"",null,{"$f":"IF(C238=\"\",\"\",VLOOKUP(C238,'CENNIK PŁASKI'!$D$2:$AH$20238,3,0))","v":""},{"$f":"IF(C238=\"\",\"\",VLOOKUP(C238,'CENNIK PŁASKI'!$D$2:$AH$20238,4,0))","v":""},null,{"$f":"IF(C238=\"\",\"\",VLOOKUP(C238,'CENNIK PŁASKI'!$D$2:$AH$20238,9,0))","v":""},"",null,"","",{"$f":"IF(C238=\"\",\"\",VLOOKUP(C238,'[3]CENNIK PŁASKI'!$C$2:$AH$27586,24,0))","v":""},"",{"$f":"IF(C238=\"\",\"\",VLOOKUP(C238,'[3]CENNIK PŁASKI'!$C$2:$AH$27586,25,0))","v":""},"",""]
[null,"",null,{"$f":"IF(C239=\"\",\"\",VLOOKUP(C239,'CENNIK PŁASKI'!$D$2:$AH$20238,3,0))","v":""},{"$f":"IF(C239=\"\",\"\",VLOOKUP(C239,'CENNIK PŁASKI'!$D$2:$AH$20238,4,0))","v":""},null,{"$f":"IF(C239=\"\",\"\",VLOOKUP(C239,'CENNIK PŁASKI'!$D$2:$AH$20238,9,0))","v":""},"",null,"","",{"$f":"IF(C239=\"\",\"\",VLOOKUP(C239,'[3]CENNIK PŁASKI'!$C$2:$AH$27586,24,0))","v":""},"",{"$f":"IF(C239=\"\",\"\",VLOOKUP(C239,'[3]CENNIK PŁASKI'!$C$2:$AH$27586,25,0))","v":""},"",""]
[null,"",null,{"$f":"IF(C240=\"\",\"\",VLOOKUP(C240,'CENNIK PŁASKI'!$D$2:$AH$20238,3,0))","v":""},{"$f":"IF(C240=\"\",\"\",VLOOKUP(C240,'CENNIK PŁASKI'!$D$2:$AH$20238,4,0))","v":""},null,{"$f":"IF(C240=\"\",\"\",VLOOKUP(C240,'CENNIK PŁASKI'!$D$2:$AH$20238,9,0))","v":""},"",null,"","",{"$f":"IF(C240=\"\",\"\",VLOOKUP(C240,'[3]CENNIK PŁASKI'!$C$2:$AH$27586,24,0))","v":""},"",{"$f":"IF(C240=\"\",\"\",VLOOKUP(C240,'[3]CENNIK PŁASKI'!$C$2:$AH$27586,25,0))","v":""},"",""]
[null,"",null,{"$f":"IF(C241=\"\",\"\",VLOOKUP(C241,'CENNIK PŁASKI'!$D$2:$AH$20238,3,0))","v":""},{"$f":"IF(C241=\"\",\"\",VLOOKUP(C241,'CENNIK PŁASKI'!$D$2:$AH$20238,4,0))","v":""},null,{"$f":"IF(C241=\"\",\"\",VLOOKUP(C241,'CENNIK PŁASKI'!$D$2:$AH$20238,9,0))","v":""},"",null,"","",{"$f":"IF(C241=\"\",\"\",VLOOKUP(C241,'[3]CENNIK PŁASKI'!$C$2:$AH$27586,24,0))","v":""},"",{"$f":"IF(C241=\"\",\"\",VLOOKUP(C241,'[3]CENNIK PŁASKI'!$C$2:$AH$27586,25,0))","v":""},"",""]
[null,"",null,{"$f":"IF(C242=\"\",\"\",VLOOKUP(C242,'CENNIK PŁASKI'!$D$2:$AH$20238,3,0))","v":""},{"$f":"IF(C242=\"\",\"\",VLOOKUP(C242,'CENNIK PŁASKI'!$D$2:$AH$20238,4,0))","v":""},null,{"$f":"IF(C242=\"\",\"\",VLOOKUP(C242,'CENNIK PŁASKI'!$D$2:$AH$20238,9,0))","v":""},"",null,"","",{"$f":"IF(C242=\"\",\"\",VLOOKUP(C242,'[3]CENNIK PŁASKI'!$C$2:$AH$27586,24,0))","v":""},"",{"$f":"IF(C242=\"\",\"\",VLOOKUP(C242,'[3]CENNIK PŁASKI'!$C$2:$AH$27586,25,0))","v":""},"",""]
[null,"",null,{"$f":"IF(C243=\"\",\"\",VLOOKUP(C243,'CENNIK PŁASKI'!$D$2:$AH$20238,3,0))","v":""},{"$f":"IF(C243=\"\",\"\",VLOOKUP(C243,'CENNIK PŁASKI'!$D$2:$AH$20238,4,0))","v":""},null,{"$f":"IF(C243=\"\",\"\",VLOOKUP(C243,'CENNIK PŁASKI'!$D$2:$AH$20238,9,0))","v":""},"",null,"","",{"$f":"IF(C243=\"\",\"\",VLOOKUP(C243,'[3]CENNIK PŁASKI'!$C$2:$AH$27586,24,0))","v":""},"",{"$f":"IF(C243=\"\",\"\",VLOOKUP(C243,'[3]CENNIK PŁASKI'!$C$2:$AH$27586,25,0))","v":""},"",""]
[null,"",null,{"$f":"IF(C244=\"\",\"\",VLOOKUP(C244,'CENNIK PŁASKI'!$D$2:$AH$20238,3,0))","v":""},{"$f":"IF(C244=\"\",\"\",VLOOKUP(C244,'CENNIK PŁASKI'!$D$2:$AH$20238,4,0))","v":""},null,{"$f":"IF(C244=\"\",\"\",VLOOKUP(C244,'CENNIK PŁASKI'!$D$2:$AH$20238,9,0))","v":""},"",null,"","",{"$f":"IF(C244=\"\",\"\",VLOOKUP(C244,'[3]CENNIK PŁASKI'!$C$2:$AH$27586,24,0))","v":""},"",{"$f":"IF(C244=\"\",\"\",VLOOKUP(C244,'[3]CENNIK PŁASKI'!$C$2:$AH$27586,25,0))","v":""},"",""]
[null,"",null,{"$f":"IF(C245=\"\",\"\",VLOOKUP(C245,'CENNIK PŁASKI'!$D$2:$AH$20238,3,0))","v":""},{"$f":"IF(C245=\"\",\"\",VLOOKUP(C245,'CENNIK PŁASKI'!$D$2:$AH$20238,4,0))","v":""},null,{"$f":"IF(C245=\"\",\"\",VLOOKUP(C245,'CENNIK PŁASKI'!$D$2:$AH$20238,9,0))","v":""},"",null,"","",{"$f":"IF(C245=\"\",\"\",VLOOKUP(C245,'[3]CENNIK PŁASKI'!$C$2:$AH$27586,24,0))","v":""},"",{"$f":"IF(C245=\"\",\"\",VLOOKUP(C245,'[3]CENNIK PŁASKI'!$C$2:$AH$27586,25,0))","v":""},"",""]
[null,"",null,{"$f":"IF(C246=\"\",\"\",VLOOKUP(C246,'CENNIK PŁASKI'!$D$2:$AH$20238,3,0))","v":""},{"$f":"IF(C246=\"\",\"\",VLOOKUP(C246,'CENNIK PŁASKI'!$D$2:$AH$20238,4,0))","v":""},null,{"$f":"IF(C246=\"\",\"\",VLOOKUP(C246,'CENNIK PŁASKI'!$D$2:$AH$20238,9,0))","v":""},"",null,"","",{"$f":"IF(C246=\"\",\"\",VLOOKUP(C246,'[3]CENNIK PŁASKI'!$C$2:$AH$27586,24,0))","v":""},"",{"$f":"IF(C246=\"\",\"\",VLOOKUP(C246,'[3]CENNIK PŁASKI'!$C$2:$AH$27586,25,0))","v":""},"",""]
[null,"",null,{"$f":"IF(C247=\"\",\"\",VLOOKUP(C247,'CENNIK PŁASKI'!$D$2:$AH$20238,3,0))","v":""},{"$f":"IF(C247=\"\",\"\",VLOOKUP(C247,'CENNIK PŁASKI'!$D$2:$AH$20238,4,0))","v":""},null,{"$f":"IF(C247=\"\",\"\",VLOOKUP(C247,'CENNIK PŁASKI'!$D$2:$AH$20238,9,0))","v":""},"",null,"","",{"$f":"IF(C247=\"\",\"\",VLOOKUP(C247,'[3]CENNIK PŁASKI'!$C$2:$AH$27586,24,0))","v":""},"",{"$f":"IF(C247=\"\",\"\",VLOOKUP(C247,'[3]CENNIK PŁASKI'!$C$2:$AH$27586,25,0))","v":""},"",""]
[null,"",null,{"$f":"IF(C248=\"\",\"\",VLOOKUP(C248,'CENNIK PŁASKI'!$D$2:$AH$20238,3,0))","v":""},{"$f":"IF(C248=\"\",\"\",VLOOKUP(C248,'CENNIK PŁASKI'!$D$2:$AH$20238,4,0))","v":""},null,{"$f":"IF(C248=\"\",\"\",VLOOKUP(C248,'CENNIK PŁASKI'!$D$2:$AH$20238,9,0))","v":""},"",null,"","",{"$f":"IF(C248=\"\",\"\",VLOOKUP(C248,'[3]CENNIK PŁASKI'!$C$2:$AH$27586,24,0))","v":""},"",{"$f":"IF(C248=\"\",\"\",VLOOKUP(C248,'[3]CENNIK PŁASKI'!$C$2:$AH$27586,25,0))","v":""},"",""]
[null,"",null,{"$f":"IF(C249=\"\",\"\",VLOOKUP(C249,'CENNIK PŁASKI'!$D$2:$AH$20238,3,0))","v":""},{"$f":"IF(C249=\"\",\"\",VLOOKUP(C249,'CENNIK PŁASKI'!$D$2:$AH$20238,4,0))","v":""},null,{"$f":"IF(C249=\"\",\"\",VLOOKUP(C249,'CENNIK PŁASKI'!$D$2:$AH$20238,9,0))","v":""},"",null,"","",{"$f":"IF(C249=\"\",\"\",VLOOKUP(C249,'[3]CENNIK PŁASKI'!$C$2:$AH$27586,24,0))","v":""},"",{"$f":"IF(C249=\"\",\"\",VLOOKUP(C249,'[3]CENNIK PŁASKI'!$C$2:$AH$27586,25,0))","v":""},"",""]
[null,"",null,{"$f":"IF(C250=\"\",\"\",VLOOKUP(C250,'CENNIK PŁASKI'!$D$2:$AH$20238,3,0))","v":""},{"$f":"IF(C250=\"\",\"\",VLOOKUP(C250,'CENNIK PŁASKI'!$D$2:$AH$20238,4,0))","v":""},null,{"$f":"IF(C250=\"\",\"\",VLOOKUP(C250,'CENNIK PŁASKI'!$D$2:$AH$20238,9,0))","v":""},"",null,"","",{"$f":"IF(C250=\"\",\"\",VLOOKUP(C250,'[3]CENNIK PŁASKI'!$C$2:$AH$27586,24,0))","v":""},"",{"$f":"IF(C250=\"\",\"\",VLOOKUP(C250,'[3]CENNIK PŁASKI'!$C$2:$AH$27586,25,0))","v":""},"",""]
[null,"",null,{"$f":"IF(C251=\"\",\"\",VLOOKUP(C251,'CENNIK PŁASKI'!$D$2:$AH$20238,3,0))","v":""},{"$f":"IF(C251=\"\",\"\",VLOOKUP(C251,'CENNIK PŁASKI'!$D$2:$AH$20238,4,0))","v":""},null,{"$f":"IF(C251=\"\",\"\",VLOOKUP(C251,'CENNIK PŁASKI'!$D$2:$AH$20238,9,0))","v":""},"",null,"","",{"$f":"IF(C251=\"\",\"\",VLOOKUP(C251,'[3]CENNIK PŁASKI'!$C$2:$AH$27586,24,0))","v":""},"",{"$f":"IF(C251=\"\",\"\",VLOOKUP(C251,'[3]CENNIK PŁASKI'!$C$2:$AH$27586,25,0))","v":""},"",""]
[null,"",null,{"$f":"IF(C252=\"\",\"\",VLOOKUP(C252,'CENNIK PŁASKI'!$D$2:$AH$20238,3,0))","v":""},{"$f":"IF(C252=\"\",\"\",VLOOKUP(C252,'CENNIK PŁASKI'!$D$2:$AH$20238,4,0))","v":""},null,{"$f":"IF(C252=\"\",\"\",VLOOKUP(C252,'CENNIK PŁASKI'!$D$2:$AH$20238,9,0))","v":""},"",null,"","",{"$f":"IF(C252=\"\",\"\",VLOOKUP(C252,'[3]CENNIK PŁASKI'!$C$2:$AH$27586,24,0))","v":""},"",{"$f":"IF(C252=\"\",\"\",VLOOKUP(C252,'[3]CENNIK PŁASKI'!$C$2:$AH$27586,25,0))","v":""},"",""]
[null,"",null,{"$f":"IF(C253=\"\",\"\",VLOOKUP(C253,'CENNIK PŁASKI'!$D$2:$AH$20238,3,0))","v":""},{"$f":"IF(C253=\"\",\"\",VLOOKUP(C253,'CENNIK PŁASKI'!$D$2:$AH$20238,4,0))","v":""},null,{"$f":"IF(C253=\"\",\"\",VLOOKUP(C253,'CENNIK PŁASKI'!$D$2:$AH$20238,9,0))","v":""},"",null,"","",{"$f":"IF(C253=\"\",\"\",VLOOKUP(C253,'[3]CENNIK PŁASKI'!$C$2:$AH$27586,24,0))","v":""},"",{"$f":"IF(C253=\"\",\"\",VLOOKUP(C253,'[3]CENNIK PŁASKI'!$C$2:$AH$27586,25,0))","v":""},"",""]
[null,"",null,{"$f":"IF(C254=\"\",\"\",VLOOKUP(C254,'CENNIK PŁASKI'!$D$2:$AH$20238,3,0))","v":""},{"$f":"IF(C254=\"\",\"\",VLOOKUP(C254,'CENNIK PŁASKI'!$D$2:$AH$20238,4,0))","v":""},null,{"$f":"IF(C254=\"\",\"\",VLOOKUP(C254,'CENNIK PŁASKI'!$D$2:$AH$20238,9,0))","v":""},"",null,"","",{"$f":"IF(C254=\"\",\"\",VLOOKUP(C254,'[3]CENNIK PŁASKI'!$C$2:$AH$27586,24,0))","v":""},"",{"$f":"IF(C254=\"\",\"\",VLOOKUP(C254,'[3]CENNIK PŁASKI'!$C$2:$AH$27586,25,0))","v":""},"",""]
[null,"",null,{"$f":"IF(C255=\"\",\"\",VLOOKUP(C255,'CENNIK PŁASKI'!$D$2:$AH$20238,3,0))","v":""},{"$f":"IF(C255=\"\",\"\",VLOOKUP(C255,'CENNIK PŁASKI'!$D$2:$AH$20238,4,0))","v":""},null,{"$f":"IF(C255=\"\",\"\",VLOOKUP(C255,'CENNIK PŁASKI'!$D$2:$AH$20238,9,0))","v":""},"",null,"","",{"$f":"IF(C255=\"\",\"\",VLOOKUP(C255,'[3]CENNIK PŁASKI'!$C$2:$AH$27586,24,0))","v":""},"",{"$f":"IF(C255=\"\",\"\",VLOOKUP(C255,'[3]CENNIK PŁASKI'!$C$2:$AH$27586,25,0))","v":""},"",""]
[null,"",null,{"$f":"IF(C256=\"\",\"\",VLOOKUP(C256,'CENNIK PŁASKI'!$D$2:$AH$20238,3,0))","v":""},{"$f":"IF(C256=\"\",\"\",VLOOKUP(C256,'CENNIK PŁASKI'!$D$2:$AH$20238,4,0))","v":""},null,{"$f":"IF(C256=\"\",\"\",VLOOKUP(C256,'CENNIK PŁASKI'!$D$2:$AH$20238,9,0))","v":""},"",null,"","",{"$f":"IF(C256=\"\",\"\",VLOOKUP(C256,'[3]CENNIK PŁASKI'!$C$2:$AH$27586,24,0))","v":""},"",{"$f":"IF(C256=\"\",\"\",VLOOKUP(C256,'[3]CENNIK PŁASKI'!$C$2:$AH$27586,25,0))","v":""},"",""]
[null,"",null,{"$f":"IF(C257=\"\",\"\",VLOOKUP(C257,'CENNIK PŁASKI'!$D$2:$AH$20238,3,0))","v":""},{"$f":"IF(C257=\"\",\"\",VLOOKUP(C257,'CENNIK PŁASKI'!$D$2:$AH$20238,4,0))","v":""},null,{"$f":"IF(C257=\"\",\"\",VLOOKUP(C257,'CENNIK PŁASKI'!$D$2:$AH$20238,9,0))","v":""},"",null,"","",{"$f":"IF(C257=\"\",\"\",VLOOKUP(C257,'[3]CENNIK PŁASKI'!$C$2:$AH$27586,24,0))","v":""},"",{"$f":"IF(C257=\"\",\"\",VLOOKUP(C257,'[3]CENNIK PŁASKI'!$C$2:$AH$27586,25,0))","v":""},"",""]
[null,"",null,{"$f":"IF(C258=\"\",\"\",VLOOKUP(C258,'CENNIK PŁASKI'!$D$2:$AH$20238,3,0))","v":""},{"$f":"IF(C258=\"\",\"\",VLOOKUP(C258,'CENNIK PŁASKI'!$D$2:$AH$20238,4,0))","v":""},null,{"$f":"IF(C258=\"\",\"\",VLOOKUP(C258,'CENNIK PŁASKI'!$D$2:$AH$20238,9,0))","v":""},"",null,"","",{"$f":"IF(C258=\"\",\"\",VLOOKUP(C258,'[3]CENNIK PŁASKI'!$C$2:$AH$27586,24,0))","v":""},"",{"$f":"IF(C258=\"\",\"\",VLOOKUP(C258,'[3]CENNIK PŁASKI'!$C$2:$AH$27586,25,0))","v":""},"",""]
[null,"",null,{"$f":"IF(C259=\"\",\"\",VLOOKUP(C259,'CENNIK PŁASKI'!$D$2:$AH$20238,3,0))","v":""},{"$f":"IF(C259=\"\",\"\",VLOOKUP(C259,'CENNIK PŁASKI'!$D$2:$AH$20238,4,0))","v":""},null,{"$f":"IF(C259=\"\",\"\",VLOOKUP(C259,'CENNIK PŁASKI'!$D$2:$AH$20238,9,0))","v":""},"",null,"","",{"$f":"IF(C259=\"\",\"\",VLOOKUP(C259,'[3]CENNIK PŁASKI'!$C$2:$AH$27586,24,0))","v":""},"",{"$f":"IF(C259=\"\",\"\",VLOOKUP(C259,'[3]CENNIK PŁASKI'!$C$2:$AH$27586,25,0))","v":""},"",""]
[null,"",null,{"$f":"IF(C260=\"\",\"\",VLOOKUP(C260,'CENNIK PŁASKI'!$D$2:$AH$20238,3,0))","v":""},{"$f":"IF(C260=\"\",\"\",VLOOKUP(C260,'CENNIK PŁASKI'!$D$2:$AH$20238,4,0))","v":""},null,{"$f":"IF(C260=\"\",\"\",VLOOKUP(C260,'CENNIK PŁASKI'!$D$2:$AH$20238,9,0))","v":""},"",null,"","",{"$f":"IF(C260=\"\",\"\",VLOOKUP(C260,'[3]CENNIK PŁASKI'!$C$2:$AH$27586,24,0))","v":""},"",{"$f":"IF(C260=\"\",\"\",VLOOKUP(C260,'[3]CENNIK PŁASKI'!$C$2:$AH$27586,25,0))","v":""},"",""]
[null,"",null,{"$f":"IF(C261=\"\",\"\",VLOOKUP(C261,'CENNIK PŁASKI'!$D$2:$AH$20238,3,0))","v":""},{"$f":"IF(C261=\"\",\"\",VLOOKUP(C261,'CENNIK PŁASKI'!$D$2:$AH$20238,4,0))","v":""},null,{"$f":"IF(C261=\"\",\"\",VLOOKUP(C261,'CENNIK PŁASKI'!$D$2:$AH$20238,9,0))","v":""},"",null,"","",{"$f":"IF(C261=\"\",\"\",VLOOKUP(C261,'[3]CENNIK PŁASKI'!$C$2:$AH$27586,24,0))","v":""},"",{"$f":"IF(C261=\"\",\"\",VLOOKUP(C261,'[3]CENNIK PŁASKI'!$C$2:$AH$27586,25,0))","v":""},"",""]
[null,"",null,{"$f":"IF(C262=\"\",\"\",VLOOKUP(C262,'CENNIK PŁASKI'!$D$2:$AH$20238,3,0))","v":""},{"$f":"IF(C262=\"\",\"\",VLOOKUP(C262,'CENNIK PŁASKI'!$D$2:$AH$20238,4,0))","v":""},null,{"$f":"IF(C262=\"\",\"\",VLOOKUP(C262,'CENNIK PŁASKI'!$D$2:$AH$20238,9,0))","v":""},"",null,"","",{"$f":"IF(C262=\"\",\"\",VLOOKUP(C262,'[3]CENNIK PŁASKI'!$C$2:$AH$27586,24,0))","v":""},"",{"$f":"IF(C262=\"\",\"\",VLOOKUP(C262,'[3]CENNIK PŁASKI'!$C$2:$AH$27586,25,0))","v":""},"",""]
[null,"",null,{"$f":"IF(C263=\"\",\"\",VLOOKUP(C263,'CENNIK PŁASKI'!$D$2:$AH$20238,3,0))","v":""},{"$f":"IF(C263=\"\",\"\",VLOOKUP(C263,'CENNIK PŁASKI'!$D$2:$AH$20238,4,0))","v":""},null,{"$f":"IF(C263=\"\",\"\",VLOOKUP(C263,'CENNIK PŁASKI'!$D$2:$AH$20238,9,0))","v":""},"",null,"","",{"$f":"IF(C263=\"\",\"\",VLOOKUP(C263,'[3]CENNIK PŁASKI'!$C$2:$AH$27586,24,0))","v":""},"",{"$f":"IF(C263=\"\",\"\",VLOOKUP(C263,'[3]CENNIK PŁASKI'!$C$2:$AH$27586,25,0))","v":""},"",""]
[null,"",null,{"$f":"IF(C264=\"\",\"\",VLOOKUP(C264,'CENNIK PŁASKI'!$D$2:$AH$20238,3,0))","v":""},{"$f":"IF(C264=\"\",\"\",VLOOKUP(C264,'CENNIK PŁASKI'!$D$2:$AH$20238,4,0))","v":""},null,{"$f":"IF(C264=\"\",\"\",VLOOKUP(C264,'CENNIK PŁASKI'!$D$2:$AH$20238,9,0))","v":""},"",null,"","",{"$f":"IF(C264=\"\",\"\",VLOOKUP(C264,'[3]CENNIK PŁASKI'!$C$2:$AH$27586,24,0))","v":""},"",{"$f":"IF(C264=\"\",\"\",VLOOKUP(C264,'[3]CENNIK PŁASKI'!$C$2:$AH$27586,25,0))","v":""},"",""]
[null,"",null,{"$f":"IF(C265=\"\",\"\",VLOOKUP(C265,'CENNIK PŁASKI'!$D$2:$AH$20238,3,0))","v":""},{"$f":"IF(C265=\"\",\"\",VLOOKUP(C265,'CENNIK PŁASKI'!$D$2:$AH$20238,4,0))","v":""},null,{"$f":"IF(C265=\"\",\"\",VLOOKUP(C265,'CENNIK PŁASKI'!$D$2:$AH$20238,9,0))","v":""},"",null,"","",{"$f":"IF(C265=\"\",\"\",VLOOKUP(C265,'[3]CENNIK PŁASKI'!$C$2:$AH$27586,24,0))","v":""},"",{"$f":"IF(C265=\"\",\"\",VLOOKUP(C265,'[3]CENNIK PŁASKI'!$C$2:$AH$27586,25,0))","v":""},"",""]
[null,"",null,{"$f":"IF(C266=\"\",\"\",VLOOKUP(C266,'CENNIK PŁASKI'!$D$2:$AH$20238,3,0))","v":""},{"$f":"IF(C266=\"\",\"\",VLOOKUP(C266,'CENNIK PŁASKI'!$D$2:$AH$20238,4,0))","v":""},null,{"$f":"IF(C266=\"\",\"\",VLOOKUP(C266,'CENNIK PŁASKI'!$D$2:$AH$20238,9,0))","v":""},"",null,"","",{"$f":"IF(C266=\"\",\"\",VLOOKUP(C266,'[3]CENNIK PŁASKI'!$C$2:$AH$27586,24,0))","v":""},"",{"$f":"IF(C266=\"\",\"\",VLOOKUP(C266,'[3]CENNIK PŁASKI'!$C$2:$AH$27586,25,0))","v":""},"",""]
[null,"",null,{"$f":"IF(C267=\"\",\"\",VLOOKUP(C267,'CENNIK PŁASKI'!$D$2:$AH$20238,3,0))","v":""},{"$f":"IF(C267=\"\",\"\",VLOOKUP(C267,'CENNIK PŁASKI'!$D$2:$AH$20238,4,0))","v":""},null,{"$f":"IF(C267=\"\",\"\",VLOOKUP(C267,'CENNIK PŁASKI'!$D$2:$AH$20238,9,0))","v":""},"",null,"","",{"$f":"IF(C267=\"\",\"\",VLOOKUP(C267,'[3]CENNIK PŁASKI'!$C$2:$AH$27586,24,0))","v":""},"",{"$f":"IF(C267=\"\",\"\",VLOOKUP(C267,'[3]CENNIK PŁASKI'!$C$2:$AH$27586,25,0))","v":""},"",""]
[null,"",null,{"$f":"IF(C268=\"\",\"\",VLOOKUP(C268,'CENNIK PŁASKI'!$D$2:$AH$20238,3,0))","v":""},{"$f":"IF(C268=\"\",\"\",VLOOKUP(C268,'CENNIK PŁASKI'!$D$2:$AH$20238,4,0))","v":""},null,{"$f":"IF(C268=\"\",\"\",VLOOKUP(C268,'CENNIK PŁASKI'!$D$2:$AH$20238,9,0))","v":""},"",null,"","",{"$f":"IF(C268=\"\",\"\",VLOOKUP(C268,'[3]CENNIK PŁASKI'!$C$2:$AH$27586,24,0))","v":""},"",{"$f":"IF(C268=\"\",\"\",VLOOKUP(C268,'[3]CENNIK PŁASKI'!$C$2:$AH$27586,25,0))","v":""},"",""]
[null,"",null,{"$f":"IF(C269=\"\",\"\",VLOOKUP(C269,'CENNIK PŁASKI'!$D$2:$AH$20238,3,0))","v":""},{"$f":"IF(C269=\"\",\"\",VLOOKUP(C269,'CENNIK PŁASKI'!$D$2:$AH$20238,4,0))","v":""},null,{"$f":"IF(C269=\"\",\"\",VLOOKUP(C269,'CENNIK PŁASKI'!$D$2:$AH$20238,9,0))","v":""},"",null,"","",{"$f":"IF(C269=\"\",\"\",VLOOKUP(C269,'[3]CENNIK PŁASKI'!$C$2:$AH$27586,24,0))","v":""},"",{"$f":"IF(C269=\"\",\"\",VLOOKUP(C269,'[3]CENNIK PŁASKI'!$C$2:$AH$27586,25,0))","v":""},"",""]
[null,"",null,{"$f":"IF(C270=\"\",\"\",VLOOKUP(C270,'CENNIK PŁASKI'!$D$2:$AH$20238,3,0))","v":""},{"$f":"IF(C270=\"\",\"\",VLOOKUP(C270,'CENNIK PŁASKI'!$D$2:$AH$20238,4,0))","v":""},null,{"$f":"IF(C270=\"\",\"\",VLOOKUP(C270,'CENNIK PŁASKI'!$D$2:$AH$20238,9,0))","v":""},"",null,"","",{"$f":"IF(C270=\"\",\"\",VLOOKUP(C270,'[3]CENNIK PŁASKI'!$C$2:$AH$27586,24,0))","v":""},"",{"$f":"IF(C270=\"\",\"\",VLOOKUP(C270,'[3]CENNIK PŁASKI'!$C$2:$AH$27586,25,0))","v":""},"",{"$f":"IF(C270<>\"\",IF(ISNUMBER(F270),\"\",\"Proszę wpisać ilość\"),\"\")","v":""}]
[null,"",null,{"$f":"IF(C271=\"\",\"\",VLOOKUP(C271,'CENNIK PŁASKI'!$D$2:$AH$20238,3,0))","v":""},{"$f":"IF(C271=\"\",\"\",VLOOKUP(C271,'CENNIK PŁASKI'!$D$2:$AH$20238,4,0))","v":""},null,{"$f":"IF(C271=\"\",\"\",VLOOKUP(C271,'CENNIK PŁASKI'!$D$2:$AH$20238,9,0))","v":""},"",null,"","",{"$f":"IF(C271=\"\",\"\",VLOOKUP(C271,'[3]CENNIK PŁASKI'!$C$2:$AH$27586,24,0))","v":""},"",{"$f":"IF(C271=\"\",\"\",VLOOKUP(C271,'[3]CENNIK PŁASKI'!$C$2:$AH$27586,25,0))","v":""},"",""]
[null,{"$f":"IF(C272<>\"\",B271+1,\"\")","v":""},null,{"$f":"IF(C272=\"\",\"\",VLOOKUP(C272,'CENNIK PŁASKI'!$D$2:$AH$20238,3,0))","v":""},{"$f":"IF(C272=\"\",\"\",VLOOKUP(C272,'CENNIK PŁASKI'!$D$2:$AH$20238,4,0))","v":""},null,{"$f":"IF(C272=\"\",\"\",VLOOKUP(C272,'CENNIK PŁASKI'!$D$2:$AH$20238,9,0))","v":""},{"$f":"IF(C272=\"\",\"\",F272*G272)","v":""},null,{"$f":"IF(B272=\"\",\"\",IF(I272>0,G272*(1-I272),G272))","v":""},{"$f":"IF(C272=\"\",\"\",IF(I272>0,H272*(1-I272),H272))","v":""},{"$f":"IF(C272=\"\",\"\",VLOOKUP(C272,'[3]CENNIK PŁASKI'!$C$2:$AH$27586,24,0))","v":""},{"$f":"HYPERLINK(L272,L272)","v":""},{"$f":"IF(C272=\"\",\"\",VLOOKUP(C272,'[3]CENNIK PŁASKI'!$C$2:$AH$27586,25,0))","v":""},{"$f":"HYPERLINK(N272,N272)","v":""},""]
[null,"",null,{"$f":"IF(C273=\"\",\"\",VLOOKUP(C273,'CENNIK PŁASKI'!$D$2:$AH$20238,3,0))","v":""},{"$f":"IF(C273=\"\",\"\",VLOOKUP(C273,'CENNIK PŁASKI'!$D$2:$AH$20238,4,0))","v":""},null,{"$f":"IF(C273=\"\",\"\",VLOOKUP(C273,'CENNIK PŁASKI'!$D$2:$AH$20238,9,0))","v":""},"",null,"","",{"$f":"IF(C273=\"\",\"\",VLOOKUP(C273,'[3]CENNIK PŁASKI'!$C$2:$AH$27586,24,0))","v":""},"",{"$f":"IF(C273=\"\",\"\",VLOOKUP(C273,'[3]CENNIK PŁASKI'!$C$2:$AH$27586,25,0))","v":""},"",""]
[null,"",null,{"$f":"IF(C274=\"\",\"\",VLOOKUP(C274,'CENNIK PŁASKI'!$D$2:$AH$20238,3,0))","v":""},{"$f":"IF(C274=\"\",\"\",VLOOKUP(C274,'CENNIK PŁASKI'!$D$2:$AH$20238,4,0))","v":""},null,{"$f":"IF(C274=\"\",\"\",VLOOKUP(C274,'CENNIK PŁASKI'!$D$2:$AH$20238,9,0))","v":""},"",null,"","",{"$f":"IF(C274=\"\",\"\",VLOOKUP(C274,'[3]CENNIK PŁASKI'!$C$2:$AH$27586,24,0))","v":""},"",{"$f":"IF(C274=\"\",\"\",VLOOKUP(C274,'[3]CENNIK PŁASKI'!$C$2:$AH$27586,25,0))","v":""},"",""]
[null,"",null,{"$f":"IF(C275=\"\",\"\",VLOOKUP(C275,'CENNIK PŁASKI'!$D$2:$AH$20238,3,0))","v":""},{"$f":"IF(C275=\"\",\"\",VLOOKUP(C275,'CENNIK PŁASKI'!$D$2:$AH$20238,4,0))","v":""},null,{"$f":"IF(C275=\"\",\"\",VLOOKUP(C275,'CENNIK PŁASKI'!$D$2:$AH$20238,9,0))","v":""},"",null,"","",{"$f":"IF(C275=\"\",\"\",VLOOKUP(C275,'[3]CENNIK PŁASKI'!$C$2:$AH$27586,24,0))","v":""},"",{"$f":"IF(C275=\"\",\"\",VLOOKUP(C275,'[3]CENNIK PŁASKI'!$C$2:$AH$27586,25,0))","v":""},"",""]
[null,"",null,{"$f":"IF(C276=\"\",\"\",VLOOKUP(C276,'CENNIK PŁASKI'!$D$2:$AH$20238,3,0))","v":""},{"$f":"IF(C276=\"\",\"\",VLOOKUP(C276,'CENNIK PŁASKI'!$D$2:$AH$20238,4,0))","v":""},null,{"$f":"IF(C276=\"\",\"\",VLOOKUP(C276,'CENNIK PŁASKI'!$D$2:$AH$20238,9,0))","v":""},"",null,"","",{"$f":"IF(C276=\"\",\"\",VLOOKUP(C276,'[3]CENNIK PŁASKI'!$C$2:$AH$27586,24,0))","v":""},"",{"$f":"IF(C276=\"\",\"\",VLOOKUP(C276,'[3]CENNIK PŁASKI'!$C$2:$AH$27586,25,0))","v":""},"",""]
[null,"",null,{"$f":"IF(C277=\"\",\"\",VLOOKUP(C277,'CENNIK PŁASKI'!$D$2:$AH$20238,3,0))","v":""},{"$f":"IF(C277=\"\",\"\",VLOOKUP(C277,'CENNIK PŁASKI'!$D$2:$AH$20238,4,0))","v":""},null,{"$f":"IF(C277=\"\",\"\",VLOOKUP(C277,'CENNIK PŁASKI'!$D$2:$AH$20238,9,0))","v":""},"",null,"","",{"$f":"IF(C277=\"\",\"\",VLOOKUP(C277,'[3]CENNIK PŁASKI'!$C$2:$AH$27586,24,0))","v":""},"",{"$f":"IF(C277=\"\",\"\",VLOOKUP(C277,'[3]CENNIK PŁASKI'!$C$2:$AH$27586,25,0))","v":""},"",""]
[null,"",null,{"$f":"IF(C278=\"\",\"\",VLOOKUP(C278,'CENNIK PŁASKI'!$D$2:$AH$20238,3,0))","v":""},{"$f":"IF(C278=\"\",\"\",VLOOKUP(C278,'CENNIK PŁASKI'!$D$2:$AH$20238,4,0))","v":""},null,{"$f":"IF(C278=\"\",\"\",VLOOKUP(C278,'CENNIK PŁASKI'!$D$2:$AH$20238,9,0))","v":""},"",null,"","",{"$f":"IF(C278=\"\",\"\",VLOOKUP(C278,'[3]CENNIK PŁASKI'!$C$2:$AH$27586,24,0))","v":""},"",{"$f":"IF(C278=\"\",\"\",VLOOKUP(C278,'[3]CENNIK PŁASKI'!$C$2:$AH$27586,25,0))","v":""},"",""]
[null,"",null,{"$f":"IF(C279=\"\",\"\",VLOOKUP(C279,'CENNIK PŁASKI'!$D$2:$AH$20238,3,0))","v":""},{"$f":"IF(C279=\"\",\"\",VLOOKUP(C279,'CENNIK PŁASKI'!$D$2:$AH$20238,4,0))","v":""},null,{"$f":"IF(C279=\"\",\"\",VLOOKUP(C279,'CENNIK PŁASKI'!$D$2:$AH$20238,9,0))","v":""},"",null,"","",{"$f":"IF(C279=\"\",\"\",VLOOKUP(C279,'[3]CENNIK PŁASKI'!$C$2:$AH$27586,24,0))","v":""},"",{"$f":"IF(C279=\"\",\"\",VLOOKUP(C279,'[3]CENNIK PŁASKI'!$C$2:$AH$27586,25,0))","v":""},"",""]
[null,"",null,{"$f":"IF(C280=\"\",\"\",VLOOKUP(C280,'CENNIK PŁASKI'!$D$2:$AH$20238,3,0))","v":""},{"$f":"IF(C280=\"\",\"\",VLOOKUP(C280,'CENNIK PŁASKI'!$D$2:$AH$20238,4,0))","v":""},null,{"$f":"IF(C280=\"\",\"\",VLOOKUP(C280,'CENNIK PŁASKI'!$D$2:$AH$20238,9,0))","v":""},"",null,"","",{"$f":"IF(C280=\"\",\"\",VLOOKUP(C280,'[3]CENNIK PŁASKI'!$C$2:$AH$27586,24,0))","v":""},"",{"$f":"IF(C280=\"\",\"\",VLOOKUP(C280,'[3]CENNIK PŁASKI'!$C$2:$AH$27586,25,0))","v":""},"",""]
[null,"",null,{"$f":"IF(C281=\"\",\"\",VLOOKUP(C281,'CENNIK PŁASKI'!$D$2:$AH$20238,3,0))","v":""},{"$f":"IF(C281=\"\",\"\",VLOOKUP(C281,'CENNIK PŁASKI'!$D$2:$AH$20238,4,0))","v":""},null,{"$f":"IF(C281=\"\",\"\",VLOOKUP(C281,'CENNIK PŁASKI'!$D$2:$AH$20238,9,0))","v":""},"",null,"","",{"$f":"IF(C281=\"\",\"\",VLOOKUP(C281,'[3]CENNIK PŁASKI'!$C$2:$AH$27586,24,0))","v":""},"",{"$f":"IF(C281=\"\",\"\",VLOOKUP(C281,'[3]CENNIK PŁASKI'!$C$2:$AH$27586,25,0))","v":""},"",""]
[null,"",null,{"$f":"IF(C282=\"\",\"\",VLOOKUP(C282,'CENNIK PŁASKI'!$D$2:$AH$20238,3,0))","v":""},{"$f":"IF(C282=\"\",\"\",VLOOKUP(C282,'CENNIK PŁASKI'!$D$2:$AH$20238,4,0))","v":""},null,{"$f":"IF(C282=\"\",\"\",VLOOKUP(C282,'CENNIK PŁASKI'!$D$2:$AH$20238,9,0))","v":""},"",null,"","",{"$f":"IF(C282=\"\",\"\",VLOOKUP(C282,'[3]CENNIK PŁASKI'!$C$2:$AH$27586,24,0))","v":""},"",{"$f":"IF(C282=\"\",\"\",VLOOKUP(C282,'[3]CENNIK PŁASKI'!$C$2:$AH$27586,25,0))","v":""},"",""]
[null,"",null,{"$f":"IF(C283=\"\",\"\",VLOOKUP(C283,'CENNIK PŁASKI'!$D$2:$AH$20238,3,0))","v":""},{"$f":"IF(C283=\"\",\"\",VLOOKUP(C283,'CENNIK PŁASKI'!$D$2:$AH$20238,4,0))","v":""},null,{"$f":"IF(C283=\"\",\"\",VLOOKUP(C283,'CENNIK PŁASKI'!$D$2:$AH$20238,9,0))","v":""},"",null,"","",{"$f":"IF(C283=\"\",\"\",VLOOKUP(C283,'[3]CENNIK PŁASKI'!$C$2:$AH$27586,24,0))","v":""},"",{"$f":"IF(C283=\"\",\"\",VLOOKUP(C283,'[3]CENNIK PŁASKI'!$C$2:$AH$27586,25,0))","v":""},"",""]
[null,"",null,{"$f":"IF(C284=\"\",\"\",VLOOKUP(C284,'CENNIK PŁASKI'!$D$2:$AH$20238,3,0))","v":""},{"$f":"IF(C284=\"\",\"\",VLOOKUP(C284,'CENNIK PŁASKI'!$D$2:$AH$20238,4,0))","v":""},null,{"$f":"IF(C284=\"\",\"\",VLOOKUP(C284,'CENNIK PŁASKI'!$D$2:$AH$20238,9,0))","v":""},"",null,"","",{"$f":"IF(C284=\"\",\"\",VLOOKUP(C284,'[3]CENNIK PŁASKI'!$C$2:$AH$27586,24,0))","v":""},"",{"$f":"IF(C284=\"\",\"\",VLOOKUP(C284,'[3]CENNIK PŁASKI'!$C$2:$AH$27586,25,0))","v":""},"",""]
[null,"",null,{"$f":"IF(C285=\"\",\"\",VLOOKUP(C285,'CENNIK PŁASKI'!$D$2:$AH$20238,3,0))","v":""},{"$f":"IF(C285=\"\",\"\",VLOOKUP(C285,'CENNIK PŁASKI'!$D$2:$AH$20238,4,0))","v":""},null,{"$f":"IF(C285=\"\",\"\",VLOOKUP(C285,'CENNIK PŁASKI'!$D$2:$AH$20238,9,0))","v":""},"",null,"","",{"$f":"IF(C285=\"\",\"\",VLOOKUP(C285,'[3]CENNIK PŁASKI'!$C$2:$AH$27586,24,0))","v":""},"",{"$f":"IF(C285=\"\",\"\",VLOOKUP(C285,'[3]CENNIK PŁASKI'!$C$2:$AH$27586,25,0))","v":""},"",""]
[null,"",null,{"$f":"IF(C286=\"\",\"\",VLOOKUP(C286,'CENNIK PŁASKI'!$D$2:$AH$20238,3,0))","v":""},{"$f":"IF(C286=\"\",\"\",VLOOKUP(C286,'CENNIK PŁASKI'!$D$2:$AH$20238,4,0))","v":""},null,{"$f":"IF(C286=\"\",\"\",VLOOKUP(C286,'CENNIK PŁASKI'!$D$2:$AH$20238,9,0))","v":""},"",null,"","",{"$f":"IF(C286=\"\",\"\",VLOOKUP(C286,'[3]CENNIK PŁASKI'!$C$2:$AH$27586,24,0))","v":""},"",{"$f":"IF(C286=\"\",\"\",VLOOKUP(C286,'[3]CENNIK PŁASKI'!$C$2:$AH$27586,25,0))","v":""},"",""]
[null,"",null,{"$f":"IF(C287=\"\",\"\",VLOOKUP(C287,'CENNIK PŁASKI'!$D$2:$AH$20238,3,0))","v":""},{"$f":"IF(C287=\"\",\"\",VLOOKUP(C287,'CENNIK PŁASKI'!$D$2:$AH$20238,4,0))","v":""},null,{"$f":"IF(C287=\"\",\"\",VLOOKUP(C287,'CENNIK PŁASKI'!$D$2:$AH$20238,9,0))","v":""},"",null,"","",{"$f":"IF(C287=\"\",\"\",VLOOKUP(C287,'[3]CENNIK PŁASKI'!$C$2:$AH$27586,24,0))","v":""},"",{"$f":"IF(C287=\"\",\"\",VLOOKUP(C287,'[3]CENNIK PŁASKI'!$C$2:$AH$27586,25,0))","v":""},"",""]
[null,"",null,{"$f":"IF(C288=\"\",\"\",VLOOKUP(C288,'CENNIK PŁASKI'!$D$2:$AH$20238,3,0))","v":""},{"$f":"IF(C288=\"\",\"\",VLOOKUP(C288,'CENNIK PŁASKI'!$D$2:$AH$20238,4,0))","v":""},null,{"$f":"IF(C288=\"\",\"\",VLOOKUP(C288,'CENNIK PŁASKI'!$D$2:$AH$20238,9,0))","v":""},"",null,"","",{"$f":"IF(C288=\"\",\"\",VLOOKUP(C288,'[3]CENNIK PŁASKI'!$C$2:$AH$27586,24,0))","v":""},"",{"$f":"IF(C288=\"\",\"\",VLOOKUP(C288,'[3]CENNIK PŁASKI'!$C$2:$AH$27586,25,0))","v":""},"",""]
[null,"",null,{"$f":"IF(C289=\"\",\"\",VLOOKUP(C289,'CENNIK PŁASKI'!$D$2:$AH$20238,3,0))","v":""},{"$f":"IF(C289=\"\",\"\",VLOOKUP(C289,'CENNIK PŁASKI'!$D$2:$AH$20238,4,0))","v":""},null,{"$f":"IF(C289=\"\",\"\",VLOOKUP(C289,'CENNIK PŁASKI'!$D$2:$AH$20238,9,0))","v":""},"",null,"","",{"$f":"IF(C289=\"\",\"\",VLOOKUP(C289,'[3]CENNIK PŁASKI'!$C$2:$AH$27586,24,0))","v":""},"",{"$f":"IF(C289=\"\",\"\",VLOOKUP(C289,'[3]CENNIK PŁASKI'!$C$2:$AH$27586,25,0))","v":""},"",""]
[null,"",null,{"$f":"IF(C290=\"\",\"\",VLOOKUP(C290,'CENNIK PŁASKI'!$D$2:$AH$20238,3,0))","v":""},{"$f":"IF(C290=\"\",\"\",VLOOKUP(C290,'CENNIK PŁASKI'!$D$2:$AH$20238,4,0))","v":""},null,{"$f":"IF(C290=\"\",\"\",VLOOKUP(C290,'CENNIK PŁASKI'!$D$2:$AH$20238,9,0))","v":""},"",null,"","",{"$f":"IF(C290=\"\",\"\",VLOOKUP(C290,'[3]CENNIK PŁASKI'!$C$2:$AH$27586,24,0))","v":""},"",{"$f":"IF(C290=\"\",\"\",VLOOKUP(C290,'[3]CENNIK PŁASKI'!$C$2:$AH$27586,25,0))","v":""},"",""]
[null,"",null,{"$f":"IF(C291=\"\",\"\",VLOOKUP(C291,'CENNIK PŁASKI'!$D$2:$AH$20238,3,0))","v":""},{"$f":"IF(C291=\"\",\"\",VLOOKUP(C291,'CENNIK PŁASKI'!$D$2:$AH$20238,4,0))","v":""},null,{"$f":"IF(C291=\"\",\"\",VLOOKUP(C291,'CENNIK PŁASKI'!$D$2:$AH$20238,9,0))","v":""},"",null,"","",{"$f":"IF(C291=\"\",\"\",VLOOKUP(C291,'[3]CENNIK PŁASKI'!$C$2:$AH$27586,24,0))","v":""},"",{"$f":"IF(C291=\"\",\"\",VLOOKUP(C291,'[3]CENNIK PŁASKI'!$C$2:$AH$27586,25,0))","v":""},"",""]
[null,"",null,{"$f":"IF(C292=\"\",\"\",VLOOKUP(C292,'CENNIK PŁASKI'!$D$2:$AH$20238,3,0))","v":""},{"$f":"IF(C292=\"\",\"\",VLOOKUP(C292,'CENNIK PŁASKI'!$D$2:$AH$20238,4,0))","v":""},null,{"$f":"IF(C292=\"\",\"\",VLOOKUP(C292,'CENNIK PŁASKI'!$D$2:$AH$20238,9,0))","v":""},"",null,"","",{"$f":"IF(C292=\"\",\"\",VLOOKUP(C292,'[3]CENNIK PŁASKI'!$C$2:$AH$27586,24,0))","v":""},"",{"$f":"IF(C292=\"\",\"\",VLOOKUP(C292,'[3]CENNIK PŁASKI'!$C$2:$AH$27586,25,0))","v":""},"",""]
[null,"",null,{"$f":"IF(C293=\"\",\"\",VLOOKUP(C293,'CENNIK PŁASKI'!$D$2:$AH$20238,3,0))","v":""},{"$f":"IF(C293=\"\",\"\",VLOOKUP(C293,'CENNIK PŁASKI'!$D$2:$AH$20238,4,0))","v":""},null,{"$f":"IF(C293=\"\",\"\",VLOOKUP(C293,'CENNIK PŁASKI'!$D$2:$AH$20238,9,0))","v":""},"",null,"","",{"$f":"IF(C293=\"\",\"\",VLOOKUP(C293,'[3]CENNIK PŁASKI'!$C$2:$AH$27586,24,0))","v":""},"",{"$f":"IF(C293=\"\",\"\",VLOOKUP(C293,'[3]CENNIK PŁASKI'!$C$2:$AH$27586,25,0))","v":""},"",""]
[null,"",null,{"$f":"IF(C294=\"\",\"\",VLOOKUP(C294,'CENNIK PŁASKI'!$D$2:$AH$20238,3,0))","v":""},{"$f":"IF(C294=\"\",\"\",VLOOKUP(C294,'CENNIK PŁASKI'!$D$2:$AH$20238,4,0))","v":""},null,{"$f":"IF(C294=\"\",\"\",VLOOKUP(C294,'CENNIK PŁASKI'!$D$2:$AH$20238,9,0))","v":""},"",null,"","",{"$f":"IF(C294=\"\",\"\",VLOOKUP(C294,'[3]CENNIK PŁASKI'!$C$2:$AH$27586,24,0))","v":""},"",{"$f":"IF(C294=\"\",\"\",VLOOKUP(C294,'[3]CENNIK PŁASKI'!$C$2:$AH$27586,25,0))","v":""},"",""]
[null,"",null,{"$f":"IF(C295=\"\",\"\",VLOOKUP(C295,'CENNIK PŁASKI'!$D$2:$AH$20238,3,0))","v":""},{"$f":"IF(C295=\"\",\"\",VLOOKUP(C295,'CENNIK PŁASKI'!$D$2:$AH$20238,4,0))","v":""},null,{"$f":"IF(C295=\"\",\"\",VLOOKUP(C295,'CENNIK PŁASKI'!$D$2:$AH$20238,9,0))","v":""},"",null,"","",{"$f":"IF(C295=\"\",\"\",VLOOKUP(C295,'[3]CENNIK PŁASKI'!$C$2:$AH$27586,24,0))","v":""},"",{"$f":"IF(C295=\"\",\"\",VLOOKUP(C295,'[3]CENNIK PŁASKI'!$C$2:$AH$27586,25,0))","v":""},"",""]
[null,"",null,{"$f":"IF(C296=\"\",\"\",VLOOKUP(C296,'CENNIK PŁASKI'!$D$2:$AH$20238,3,0))","v":""},{"$f":"IF(C296=\"\",\"\",VLOOKUP(C296,'CENNIK PŁASKI'!$D$2:$AH$20238,4,0))","v":""},null,{"$f":"IF(C296=\"\",\"\",VLOOKUP(C296,'CENNIK PŁASKI'!$D$2:$AH$20238,9,0))","v":""},"",null,"","",{"$f":"IF(C296=\"\",\"\",VLOOKUP(C296,'[3]CENNIK PŁASKI'!$C$2:$AH$27586,24,0))","v":""},"",{"$f":"IF(C296=\"\",\"\",VLOOKUP(C296,'[3]CENNIK PŁASKI'!$C$2:$AH$27586,25,0))","v":""},"",""]
[null,"",null,{"$f":"IF(C297=\"\",\"\",VLOOKUP(C297,'CENNIK PŁASKI'!$D$2:$AH$20238,3,0))","v":""},{"$f":"IF(C297=\"\",\"\",VLOOKUP(C297,'CENNIK PŁASKI'!$D$2:$AH$20238,4,0))","v":""},null,{"$f":"IF(C297=\"\",\"\",VLOOKUP(C297,'CENNIK PŁASKI'!$D$2:$AH$20238,9,0))","v":""},"",null,"","",{"$f":"IF(C297=\"\",\"\",VLOOKUP(C297,'[3]CENNIK PŁASKI'!$C$2:$AH$27586,24,0))","v":""},"",{"$f":"IF(C297=\"\",\"\",VLOOKUP(C297,'[3]CENNIK PŁASKI'!$C$2:$AH$27586,25,0))","v":""},"",""]
[null,"",null,{"$f":"IF(C298=\"\",\"\",VLOOKUP(C298,'CENNIK PŁASKI'!$D$2:$AH$20238,3,0))","v":""},{"$f":"IF(C298=\"\",\"\",VLOOKUP(C298,'CENNIK PŁASKI'!$D$2:$AH$20238,4,0))","v":""},null,{"$f":"IF(C298=\"\",\"\",VLOOKUP(C298,'CENNIK PŁASKI'!$D$2:$AH$20238,9,0))","v":""},"",null,"","",{"$f":"IF(C298=\"\",\"\",VLOOKUP(C298,'[3]CENNIK PŁASKI'!$C$2:$AH$27586,24,0))","v":""},"",{"$f":"IF(C298=\"\",\"\",VLOOKUP(C298,'[3]CENNIK PŁASKI'!$C$2:$AH$27586,25,0))","v":""},"",""]
[null,"",null,{"$f":"IF(C299=\"\",\"\",VLOOKUP(C299,'CENNIK PŁASKI'!$D$2:$AH$20238,3,0))","v":""},{"$f":"IF(C299=\"\",\"\",VLOOKUP(C299,'CENNIK PŁASKI'!$D$2:$AH$20238,4,0))","v":""},null,{"$f":"IF(C299=\"\",\"\",VLOOKUP(C299,'CENNIK PŁASKI'!$D$2:$AH$20238,9,0))","v":""},"",null,"","",{"$f":"IF(C299=\"\",\"\",VLOOKUP(C299,'[3]CENNIK PŁASKI'!$C$2:$AH$27586,24,0))","v":""},"",{"$f":"IF(C299=\"\",\"\",VLOOKUP(C299,'[3]CENNIK PŁASKI'!$C$2:$AH$27586,25,0))","v":""},"",""]
[null,"",null,{"$f":"IF(C300=\"\",\"\",VLOOKUP(C300,'CENNIK PŁASKI'!$D$2:$AH$20238,3,0))","v":""},{"$f":"IF(C300=\"\",\"\",VLOOKUP(C300,'CENNIK PŁASKI'!$D$2:$AH$20238,4,0))","v":""},null,{"$f":"IF(C300=\"\",\"\",VLOOKUP(C300,'CENNIK PŁASKI'!$D$2:$AH$20238,9,0))","v":""},"",null,"","",{"$f":"IF(C300=\"\",\"\",VLOOKUP(C300,'[3]CENNIK PŁASKI'!$C$2:$AH$27586,24,0))","v":""},"",{"$f":"IF(C300=\"\",\"\",VLOOKUP(C300,'[3]CENNIK PŁASKI'!$C$2:$AH$27586,25,0))","v":""},"",""]
[null,"",null,{"$f":"IF(C301=\"\",\"\",VLOOKUP(C301,'CENNIK PŁASKI'!$D$2:$AH$20238,3,0))","v":""},{"$f":"IF(C301=\"\",\"\",VLOOKUP(C301,'CENNIK PŁASKI'!$D$2:$AH$20238,4,0))","v":""},null,{"$f":"IF(C301=\"\",\"\",VLOOKUP(C301,'CENNIK PŁASKI'!$D$2:$AH$20238,9,0))","v":""},"",null,"","",{"$f":"IF(C301=\"\",\"\",VLOOKUP(C301,'[3]CENNIK PŁASKI'!$C$2:$AH$27586,24,0))","v":""},"",{"$f":"IF(C301=\"\",\"\",VLOOKUP(C301,'[3]CENNIK PŁASKI'!$C$2:$AH$27586,25,0))","v":""},"",""]
[null,"",null,{"$f":"IF(C302=\"\",\"\",VLOOKUP(C302,'CENNIK PŁASKI'!$D$2:$AH$20238,3,0))","v":""},{"$f":"IF(C302=\"\",\"\",VLOOKUP(C302,'CENNIK PŁASKI'!$D$2:$AH$20238,4,0))","v":""},null,{"$f":"IF(C302=\"\",\"\",VLOOKUP(C302,'CENNIK PŁASKI'!$D$2:$AH$20238,9,0))","v":""},"",null,"","",{"$f":"IF(C302=\"\",\"\",VLOOKUP(C302,'[3]CENNIK PŁASKI'!$C$2:$AH$27586,24,0))","v":""},"",{"$f":"IF(C302=\"\",\"\",VLOOKUP(C302,'[3]CENNIK PŁASKI'!$C$2:$AH$27586,25,0))","v":""},"",""]
[null,"",null,{"$f":"IF(C303=\"\",\"\",VLOOKUP(C303,'CENNIK PŁASKI'!$D$2:$AH$20238,3,0))","v":""},{"$f":"IF(C303=\"\",\"\",VLOOKUP(C303,'CENNIK PŁASKI'!$D$2:$AH$20238,4,0))","v":""},null,{"$f":"IF(C303=\"\",\"\",VLOOKUP(C303,'CENNIK PŁASKI'!$D$2:$AH$20238,9,0))","v":""},"",null,"","",{"$f":"IF(C303=\"\",\"\",VLOOKUP(C303,'[3]CENNIK PŁASKI'!$C$2:$AH$27586,24,0))","v":""},"",{"$f":"IF(C303=\"\",\"\",VLOOKUP(C303,'[3]CENNIK PŁASKI'!$C$2:$AH$27586,25,0))","v":""},"",""]
[null,"",null,{"$f":"IF(C304=\"\",\"\",VLOOKUP(C304,'CENNIK PŁASKI'!$D$2:$AH$20238,3,0))","v":""},{"$f":"IF(C304=\"\",\"\",VLOOKUP(C304,'CENNIK PŁASKI'!$D$2:$AH$20238,4,0))","v":""},null,{"$f":"IF(C304=\"\",\"\",VLOOKUP(C304,'CENNIK PŁASKI'!$D$2:$AH$20238,9,0))","v":""},"",null,"","",{"$f":"IF(C304=\"\",\"\",VLOOKUP(C304,'[3]CENNIK PŁASKI'!$C$2:$AH$27586,24,0))","v":""},"",{"$f":"IF(C304=\"\",\"\",VLOOKUP(C304,'[3]CENNIK PŁASKI'!$C$2:$AH$27586,25,0))","v":""},"",""]
[null,"",null,{"$f":"IF(C305=\"\",\"\",VLOOKUP(C305,'CENNIK PŁASKI'!$D$2:$AH$20238,3,0))","v":""},{"$f":"IF(C305=\"\",\"\",VLOOKUP(C305,'CENNIK PŁASKI'!$D$2:$AH$20238,4,0))","v":""},null,{"$f":"IF(C305=\"\",\"\",VLOOKUP(C305,'CENNIK PŁASKI'!$D$2:$AH$20238,9,0))","v":""},"",null,"","",{"$f":"IF(C305=\"\",\"\",VLOOKUP(C305,'[3]CENNIK PŁASKI'!$C$2:$AH$27586,24,0))","v":""},"",{"$f":"IF(C305=\"\",\"\",VLOOKUP(C305,'[3]CENNIK PŁASKI'!$C$2:$AH$27586,25,0))","v":""},"",""]
[null,"",null,{"$f":"IF(C306=\"\",\"\",VLOOKUP(C306,'CENNIK PŁASKI'!$D$2:$AH$20238,3,0))","v":""},{"$f":"IF(C306=\"\",\"\",VLOOKUP(C306,'CENNIK PŁASKI'!$D$2:$AH$20238,4,0))","v":""},null,{"$f":"IF(C306=\"\",\"\",VLOOKUP(C306,'CENNIK PŁASKI'!$D$2:$AH$20238,9,0))","v":""},"",null,"","",{"$f":"IF(C306=\"\",\"\",VLOOKUP(C306,'[3]CENNIK PŁASKI'!$C$2:$AH$27586,24,0))","v":""},"",{"$f":"IF(C306=\"\",\"\",VLOOKUP(C306,'[3]CENNIK PŁASKI'!$C$2:$AH$27586,25,0))","v":""},"",""]
[null,"",null,{"$f":"IF(C307=\"\",\"\",VLOOKUP(C307,'CENNIK PŁASKI'!$D$2:$AH$20238,3,0))","v":""},{"$f":"IF(C307=\"\",\"\",VLOOKUP(C307,'CENNIK PŁASKI'!$D$2:$AH$20238,4,0))","v":""},null,{"$f":"IF(C307=\"\",\"\",VLOOKUP(C307,'CENNIK PŁASKI'!$D$2:$AH$20238,9,0))","v":""},"",null,"","",{"$f":"IF(C307=\"\",\"\",VLOOKUP(C307,'[3]CENNIK PŁASKI'!$C$2:$AH$27586,24,0))","v":""},"",{"$f":"IF(C307=\"\",\"\",VLOOKUP(C307,'[3]CENNIK PŁASKI'!$C$2:$AH$27586,25,0))","v":""},"",""]
[null,"",null,{"$f":"IF(C308=\"\",\"\",VLOOKUP(C308,'CENNIK PŁASKI'!$D$2:$AH$20238,3,0))","v":""},{"$f":"IF(C308=\"\",\"\",VLOOKUP(C308,'CENNIK PŁASKI'!$D$2:$AH$20238,4,0))","v":""},null,{"$f":"IF(C308=\"\",\"\",VLOOKUP(C308,'CENNIK PŁASKI'!$D$2:$AH$20238,9,0))","v":""},"",null,"","",{"$f":"IF(C308=\"\",\"\",VLOOKUP(C308,'[3]CENNIK PŁASKI'!$C$2:$AH$27586,24,0))","v":""},"",{"$f":"IF(C308=\"\",\"\",VLOOKUP(C308,'[3]CENNIK PŁASKI'!$C$2:$AH$27586,25,0))","v":""},"",""]
[null,"",null,{"$f":"IF(C309=\"\",\"\",VLOOKUP(C309,'CENNIK PŁASKI'!$D$2:$AH$20238,3,0))","v":""},{"$f":"IF(C309=\"\",\"\",VLOOKUP(C309,'CENNIK PŁASKI'!$D$2:$AH$20238,4,0))","v":""},null,{"$f":"IF(C309=\"\",\"\",VLOOKUP(C309,'CENNIK PŁASKI'!$D$2:$AH$20238,9,0))","v":""},"",null,"","",{"$f":"IF(C309=\"\",\"\",VLOOKUP(C309,'[3]CENNIK PŁASKI'!$C$2:$AH$27586,24,0))","v":""},"",{"$f":"IF(C309=\"\",\"\",VLOOKUP(C309,'[3]CENNIK PŁASKI'!$C$2:$AH$27586,25,0))","v":""},"",""]
[null,"",null,{"$f":"IF(C310=\"\",\"\",VLOOKUP(C310,'CENNIK PŁASKI'!$D$2:$AH$20238,3,0))","v":""},{"$f":"IF(C310=\"\",\"\",VLOOKUP(C310,'CENNIK PŁASKI'!$D$2:$AH$20238,4,0))","v":""},null,{"$f":"IF(C310=\"\",\"\",VLOOKUP(C310,'CENNIK PŁASKI'!$D$2:$AH$20238,9,0))","v":""},"",null,"","",{"$f":"IF(C310=\"\",\"\",VLOOKUP(C310,'[3]CENNIK PŁASKI'!$C$2:$AH$27586,24,0))","v":""},"",{"$f":"IF(C310=\"\",\"\",VLOOKUP(C310,'[3]CENNIK PŁASKI'!$C$2:$AH$27586,25,0))","v":""},"",""]
[null,"",null,{"$f":"IF(C311=\"\",\"\",VLOOKUP(C311,'CENNIK PŁASKI'!$D$2:$AH$20238,3,0))","v":""},{"$f":"IF(C311=\"\",\"\",VLOOKUP(C311,'CENNIK PŁASKI'!$D$2:$AH$20238,4,0))","v":""},null,{"$f":"IF(C311=\"\",\"\",VLOOKUP(C311,'CENNIK PŁASKI'!$D$2:$AH$20238,9,0))","v":""},"",null,"","",{"$f":"IF(C311=\"\",\"\",VLOOKUP(C311,'[3]CENNIK PŁASKI'!$C$2:$AH$27586,24,0))","v":""},"",{"$f":"IF(C311=\"\",\"\",VLOOKUP(C311,'[3]CENNIK PŁASKI'!$C$2:$AH$27586,25,0))","v":""},"",""]
[null,"",null,{"$f":"IF(C312=\"\",\"\",VLOOKUP(C312,'CENNIK PŁASKI'!$D$2:$AH$20238,3,0))","v":""},{"$f":"IF(C312=\"\",\"\",VLOOKUP(C312,'CENNIK PŁASKI'!$D$2:$AH$20238,4,0))","v":""},null,{"$f":"IF(C312=\"\",\"\",VLOOKUP(C312,'CENNIK PŁASKI'!$D$2:$AH$20238,9,0))","v":""},"",null,"","",{"$f":"IF(C312=\"\",\"\",VLOOKUP(C312,'[3]CENNIK PŁASKI'!$C$2:$AH$27586,24,0))","v":""},"",{"$f":"IF(C312=\"\",\"\",VLOOKUP(C312,'[3]CENNIK PŁASKI'!$C$2:$AH$27586,25,0))","v":""},"",""]
[null,"",null,{"$f":"IF(C313=\"\",\"\",VLOOKUP(C313,'CENNIK PŁASKI'!$D$2:$AH$20238,3,0))","v":""},{"$f":"IF(C313=\"\",\"\",VLOOKUP(C313,'CENNIK PŁASKI'!$D$2:$AH$20238,4,0))","v":""},null,{"$f":"IF(C313=\"\",\"\",VLOOKUP(C313,'CENNIK PŁASKI'!$D$2:$AH$20238,9,0))","v":""},"",null,"","",{"$f":"IF(C313=\"\",\"\",VLOOKUP(C313,'[3]CENNIK PŁASKI'!$C$2:$AH$27586,24,0))","v":""},"",{"$f":"IF(C313=\"\",\"\",VLOOKUP(C313,'[3]CENNIK PŁASKI'!$C$2:$AH$27586,25,0))","v":""},"",""]
[null,"",null,{"$f":"IF(C314=\"\",\"\",VLOOKUP(C314,'CENNIK PŁASKI'!$D$2:$AH$20238,3,0))","v":""},{"$f":"IF(C314=\"\",\"\",VLOOKUP(C314,'CENNIK PŁASKI'!$D$2:$AH$20238,4,0))","v":""},null,{"$f":"IF(C314=\"\",\"\",VLOOKUP(C314,'CENNIK PŁASKI'!$D$2:$AH$20238,9,0))","v":""},"",null,"","",{"$f":"IF(C314=\"\",\"\",VLOOKUP(C314,'[3]CENNIK PŁASKI'!$C$2:$AH$27586,24,0))","v":""},"",{"$f":"IF(C314=\"\",\"\",VLOOKUP(C314,'[3]CENNIK PŁASKI'!$C$2:$AH$27586,25,0))","v":""},"",""]
[null,"",null,{"$f":"IF(C315=\"\",\"\",VLOOKUP(C315,'CENNIK PŁASKI'!$D$2:$AH$20238,3,0))","v":""},{"$f":"IF(C315=\"\",\"\",VLOOKUP(C315,'CENNIK PŁASKI'!$D$2:$AH$20238,4,0))","v":""},null,{"$f":"IF(C315=\"\",\"\",VLOOKUP(C315,'CENNIK PŁASKI'!$D$2:$AH$20238,9,0))","v":""},"",null,"","",{"$f":"IF(C315=\"\",\"\",VLOOKUP(C315,'[3]CENNIK PŁASKI'!$C$2:$AH$27586,24,0))","v":""},"",{"$f":"IF(C315=\"\",\"\",VLOOKUP(C315,'[3]CENNIK PŁASKI'!$C$2:$AH$27586,25,0))","v":""},"",""]
[null,"",null,{"$f":"IF(C316=\"\",\"\",VLOOKUP(C316,'CENNIK PŁASKI'!$D$2:$AH$20238,3,0))","v":""},{"$f":"IF(C316=\"\",\"\",VLOOKUP(C316,'CENNIK PŁASKI'!$D$2:$AH$20238,4,0))","v":""},null,{"$f":"IF(C316=\"\",\"\",VLOOKUP(C316,'CENNIK PŁASKI'!$D$2:$AH$20238,9,0))","v":""},"",null,"","",{"$f":"IF(C316=\"\",\"\",VLOOKUP(C316,'[3]CENNIK PŁASKI'!$C$2:$AH$27586,24,0))","v":""},"",{"$f":"IF(C316=\"\",\"\",VLOOKUP(C316,'[3]CENNIK PŁASKI'!$C$2:$AH$27586,25,0))","v":""},"",""]
[null,"",null,{"$f":"IF(C317=\"\",\"\",VLOOKUP(C317,'CENNIK PŁASKI'!$D$2:$AH$20238,3,0))","v":""},{"$f":"IF(C317=\"\",\"\",VLOOKUP(C317,'CENNIK PŁASKI'!$D$2:$AH$20238,4,0))","v":""},null,{"$f":"IF(C317=\"\",\"\",VLOOKUP(C317,'CENNIK PŁASKI'!$D$2:$AH$20238,9,0))","v":""},"",null,"","",{"$f":"IF(C317=\"\",\"\",VLOOKUP(C317,'[3]CENNIK PŁASKI'!$C$2:$AH$27586,24,0))","v":""},"",{"$f":"IF(C317=\"\",\"\",VLOOKUP(C317,'[3]CENNIK PŁASKI'!$C$2:$AH$27586,25,0))","v":""},"",""]
[null,"",null,{"$f":"IF(C318=\"\",\"\",VLOOKUP(C318,'CENNIK PŁASKI'!$D$2:$AH$20238,3,0))","v":""},{"$f":"IF(C318=\"\",\"\",VLOOKUP(C318,'CENNIK PŁASKI'!$D$2:$AH$20238,4,0))","v":""},null,{"$f":"IF(C318=\"\",\"\",VLOOKUP(C318,'CENNIK PŁASKI'!$D$2:$AH$20238,9,0))","v":""},"",null,"","",{"$f":"IF(C318=\"\",\"\",VLOOKUP(C318,'[3]CENNIK PŁASKI'!$C$2:$AH$27586,24,0))","v":""},"",{"$f":"IF(C318=\"\",\"\",VLOOKUP(C318,'[3]CENNIK PŁASKI'!$C$2:$AH$27586,25,0))","v":""},"",""]
[null,"",null,{"$f":"IF(C319=\"\",\"\",VLOOKUP(C319,'CENNIK PŁASKI'!$D$2:$AH$20238,3,0))","v":""},{"$f":"IF(C319=\"\",\"\",VLOOKUP(C319,'CENNIK PŁASKI'!$D$2:$AH$20238,4,0))","v":""},null,{"$f":"IF(C319=\"\",\"\",VLOOKUP(C319,'CENNIK PŁASKI'!$D$2:$AH$20238,9,0))","v":""},"",null,"","",{"$f":"IF(C319=\"\",\"\",VLOOKUP(C319,'[3]CENNIK PŁASKI'!$C$2:$AH$27586,24,0))","v":""},"",{"$f":"IF(C319=\"\",\"\",VLOOKUP(C319,'[3]CENNIK PŁASKI'!$C$2:$AH$27586,25,0))","v":""},"",""]
[null,"",null,{"$f":"IF(C320=\"\",\"\",VLOOKUP(C320,'CENNIK PŁASKI'!$D$2:$AH$20238,3,0))","v":""},{"$f":"IF(C320=\"\",\"\",VLOOKUP(C320,'CENNIK PŁASKI'!$D$2:$AH$20238,4,0))","v":""},null,{"$f":"IF(C320=\"\",\"\",VLOOKUP(C320,'CENNIK PŁASKI'!$D$2:$AH$20238,9,0))","v":""},"",null,"","",{"$f":"IF(C320=\"\",\"\",VLOOKUP(C320,'[3]CENNIK PŁASKI'!$C$2:$AH$27586,24,0))","v":""},"",{"$f":"IF(C320=\"\",\"\",VLOOKUP(C320,'[3]CENNIK PŁASKI'!$C$2:$AH$27586,25,0))","v":""},"",""]
[null,"",null,{"$f":"IF(C321=\"\",\"\",VLOOKUP(C321,'CENNIK PŁASKI'!$D$2:$AH$20238,3,0))","v":""},{"$f":"IF(C321=\"\",\"\",VLOOKUP(C321,'CENNIK PŁASKI'!$D$2:$AH$20238,4,0))","v":""},null,{"$f":"IF(C321=\"\",\"\",VLOOKUP(C321,'CENNIK PŁASKI'!$D$2:$AH$20238,9,0))","v":""},"",null,"","",{"$f":"IF(C321=\"\",\"\",VLOOKUP(C321,'[3]CENNIK PŁASKI'!$C$2:$AH$27586,24,0))","v":""},"",{"$f":"IF(C321=\"\",\"\",VLOOKUP(C321,'[3]CENNIK PŁASKI'!$C$2:$AH$27586,25,0))","v":""},"",""]
[null,"",null,{"$f":"IF(C322=\"\",\"\",VLOOKUP(C322,'CENNIK PŁASKI'!$D$2:$AH$20238,3,0))","v":""},{"$f":"IF(C322=\"\",\"\",VLOOKUP(C322,'CENNIK PŁASKI'!$D$2:$AH$20238,4,0))","v":""},null,{"$f":"IF(C322=\"\",\"\",VLOOKUP(C322,'CENNIK PŁASKI'!$D$2:$AH$20238,9,0))","v":""},"",null,"","",{"$f":"IF(C322=\"\",\"\",VLOOKUP(C322,'[3]CENNIK PŁASKI'!$C$2:$AH$27586,24,0))","v":""},"",{"$f":"IF(C322=\"\",\"\",VLOOKUP(C322,'[3]CENNIK PŁASKI'!$C$2:$AH$27586,25,0))","v":""},"",""]
[null,"",null,{"$f":"IF(C323=\"\",\"\",VLOOKUP(C323,'CENNIK PŁASKI'!$D$2:$AH$20238,3,0))","v":""},{"$f":"IF(C323=\"\",\"\",VLOOKUP(C323,'CENNIK PŁASKI'!$D$2:$AH$20238,4,0))","v":""},null,{"$f":"IF(C323=\"\",\"\",VLOOKUP(C323,'CENNIK PŁASKI'!$D$2:$AH$20238,9,0))","v":""},"",null,"","",{"$f":"IF(C323=\"\",\"\",VLOOKUP(C323,'[3]CENNIK PŁASKI'!$C$2:$AH$27586,24,0))","v":""},"",{"$f":"IF(C323=\"\",\"\",VLOOKUP(C323,'[3]CENNIK PŁASKI'!$C$2:$AH$27586,25,0))","v":""},"",""]
[null,"",null,{"$f":"IF(C324=\"\",\"\",VLOOKUP(C324,'CENNIK PŁASKI'!$D$2:$AH$20238,3,0))","v":""},{"$f":"IF(C324=\"\",\"\",VLOOKUP(C324,'CENNIK PŁASKI'!$D$2:$AH$20238,4,0))","v":""},null,{"$f":"IF(C324=\"\",\"\",VLOOKUP(C324,'CENNIK PŁASKI'!$D$2:$AH$20238,9,0))","v":""},"",null,"","",{"$f":"IF(C324=\"\",\"\",VLOOKUP(C324,'[3]CENNIK PŁASKI'!$C$2:$AH$27586,24,0))","v":""},"",{"$f":"IF(C324=\"\",\"\",VLOOKUP(C324,'[3]CENNIK PŁASKI'!$C$2:$AH$27586,25,0))","v":""},"",""]
[null,"",null,{"$f":"IF(C325=\"\",\"\",VLOOKUP(C325,'CENNIK PŁASKI'!$D$2:$AH$20238,3,0))","v":""},{"$f":"IF(C325=\"\",\"\",VLOOKUP(C325,'CENNIK PŁASKI'!$D$2:$AH$20238,4,0))","v":""},null,{"$f":"IF(C325=\"\",\"\",VLOOKUP(C325,'CENNIK PŁASKI'!$D$2:$AH$20238,9,0))","v":""},"",null,"","",{"$f":"IF(C325=\"\",\"\",VLOOKUP(C325,'[3]CENNIK PŁASKI'!$C$2:$AH$27586,24,0))","v":""},"",{"$f":"IF(C325=\"\",\"\",VLOOKUP(C325,'[3]CENNIK PŁASKI'!$C$2:$AH$27586,25,0))","v":""},"",""]
[null,"",null,{"$f":"IF(C326=\"\",\"\",VLOOKUP(C326,'CENNIK PŁASKI'!$D$2:$AH$20238,3,0))","v":""},{"$f":"IF(C326=\"\",\"\",VLOOKUP(C326,'CENNIK PŁASKI'!$D$2:$AH$20238,4,0))","v":""},null,{"$f":"IF(C326=\"\",\"\",VLOOKUP(C326,'CENNIK PŁASKI'!$D$2:$AH$20238,9,0))","v":""},"",null,"","",{"$f":"IF(C326=\"\",\"\",VLOOKUP(C326,'[3]CENNIK PŁASKI'!$C$2:$AH$27586,24,0))","v":""},"",{"$f":"IF(C326=\"\",\"\",VLOOKUP(C326,'[3]CENNIK PŁASKI'!$C$2:$AH$27586,25,0))","v":""},"",""]
[null,"",null,{"$f":"IF(C327=\"\",\"\",VLOOKUP(C327,'CENNIK PŁASKI'!$D$2:$AH$20238,3,0))","v":""},{"$f":"IF(C327=\"\",\"\",VLOOKUP(C327,'CENNIK PŁASKI'!$D$2:$AH$20238,4,0))","v":""},null,{"$f":"IF(C327=\"\",\"\",VLOOKUP(C327,'CENNIK PŁASKI'!$D$2:$AH$20238,9,0))","v":""},"",null,"","",{"$f":"IF(C327=\"\",\"\",VLOOKUP(C327,'[3]CENNIK PŁASKI'!$C$2:$AH$27586,24,0))","v":""},"",{"$f":"IF(C327=\"\",\"\",VLOOKUP(C327,'[3]CENNIK PŁASKI'!$C$2:$AH$27586,25,0))","v":""},"",""]
[null,"",null,{"$f":"IF(C328=\"\",\"\",VLOOKUP(C328,'CENNIK PŁASKI'!$D$2:$AH$20238,3,0))","v":""},{"$f":"IF(C328=\"\",\"\",VLOOKUP(C328,'CENNIK PŁASKI'!$D$2:$AH$20238,4,0))","v":""},null,{"$f":"IF(C328=\"\",\"\",VLOOKUP(C328,'CENNIK PŁASKI'!$D$2:$AH$20238,9,0))","v":""},"",null,"","",{"$f":"IF(C328=\"\",\"\",VLOOKUP(C328,'[3]CENNIK PŁASKI'!$C$2:$AH$27586,24,0))","v":""},"",{"$f":"IF(C328=\"\",\"\",VLOOKUP(C328,'[3]CENNIK PŁASKI'!$C$2:$AH$27586,25,0))","v":""},"",""]
[null,"",null,{"$f":"IF(C329=\"\",\"\",VLOOKUP(C329,'CENNIK PŁASKI'!$D$2:$AH$20238,3,0))","v":""},{"$f":"IF(C329=\"\",\"\",VLOOKUP(C329,'CENNIK PŁASKI'!$D$2:$AH$20238,4,0))","v":""},null,{"$f":"IF(C329=\"\",\"\",VLOOKUP(C329,'CENNIK PŁASKI'!$D$2:$AH$20238,9,0))","v":""},"",null,"","",{"$f":"IF(C329=\"\",\"\",VLOOKUP(C329,'[3]CENNIK PŁASKI'!$C$2:$AH$27586,24,0))","v":""},"",{"$f":"IF(C329=\"\",\"\",VLOOKUP(C329,'[3]CENNIK PŁASKI'!$C$2:$AH$27586,25,0))","v":""},"",""]
[null,"",null,{"$f":"IF(C330=\"\",\"\",VLOOKUP(C330,'CENNIK PŁASKI'!$D$2:$AH$20238,3,0))","v":""},{"$f":"IF(C330=\"\",\"\",VLOOKUP(C330,'CENNIK PŁASKI'!$D$2:$AH$20238,4,0))","v":""},null,{"$f":"IF(C330=\"\",\"\",VLOOKUP(C330,'CENNIK PŁASKI'!$D$2:$AH$20238,9,0))","v":""},"",null,"","",{"$f":"IF(C330=\"\",\"\",VLOOKUP(C330,'[3]CENNIK PŁASKI'!$C$2:$AH$27586,24,0))","v":""},"",{"$f":"IF(C330=\"\",\"\",VLOOKUP(C330,'[3]CENNIK PŁASKI'!$C$2:$AH$27586,25,0))","v":""},"",""]
[null,"",null,{"$f":"IF(C331=\"\",\"\",VLOOKUP(C331,'CENNIK PŁASKI'!$D$2:$AH$20238,3,0))","v":""},{"$f":"IF(C331=\"\",\"\",VLOOKUP(C331,'CENNIK PŁASKI'!$D$2:$AH$20238,4,0))","v":""},null,{"$f":"IF(C331=\"\",\"\",VLOOKUP(C331,'CENNIK PŁASKI'!$D$2:$AH$20238,9,0))","v":""},"",null,"","",{"$f":"IF(C331=\"\",\"\",VLOOKUP(C331,'[3]CENNIK PŁASKI'!$C$2:$AH$27586,24,0))","v":""},"",{"$f":"IF(C331=\"\",\"\",VLOOKUP(C331,'[3]CENNIK PŁASKI'!$C$2:$AH$27586,25,0))","v":""},"",""]
[null,"",null,{"$f":"IF(C332=\"\",\"\",VLOOKUP(C332,'CENNIK PŁASKI'!$D$2:$AH$20238,3,0))","v":""},{"$f":"IF(C332=\"\",\"\",VLOOKUP(C332,'CENNIK PŁASKI'!$D$2:$AH$20238,4,0))","v":""},null,{"$f":"IF(C332=\"\",\"\",VLOOKUP(C332,'CENNIK PŁASKI'!$D$2:$AH$20238,9,0))","v":""},"",null,"","",{"$f":"IF(C332=\"\",\"\",VLOOKUP(C332,'[3]CENNIK PŁASKI'!$C$2:$AH$27586,24,0))","v":""},"",{"$f":"IF(C332=\"\",\"\",VLOOKUP(C332,'[3]CENNIK PŁASKI'!$C$2:$AH$27586,25,0))","v":""},"",""]
[null,"",null,{"$f":"IF(C333=\"\",\"\",VLOOKUP(C333,'CENNIK PŁASKI'!$D$2:$AH$20238,3,0))","v":""},{"$f":"IF(C333=\"\",\"\",VLOOKUP(C333,'CENNIK PŁASKI'!$D$2:$AH$20238,4,0))","v":""},null,{"$f":"IF(C333=\"\",\"\",VLOOKUP(C333,'CENNIK PŁASKI'!$D$2:$AH$20238,9,0))","v":""},"",null,"","",{"$f":"IF(C333=\"\",\"\",VLOOKUP(C333,'[3]CENNIK PŁASKI'!$C$2:$AH$27586,24,0))","v":""},"",{"$f":"IF(C333=\"\",\"\",VLOOKUP(C333,'[3]CENNIK PŁASKI'!$C$2:$AH$27586,25,0))","v":""},"",""]
[null,"",null,{"$f":"IF(C334=\"\",\"\",VLOOKUP(C334,'CENNIK PŁASKI'!$D$2:$AH$20238,3,0))","v":""},{"$f":"IF(C334=\"\",\"\",VLOOKUP(C334,'CENNIK PŁASKI'!$D$2:$AH$20238,4,0))","v":""},null,{"$f":"IF(C334=\"\",\"\",VLOOKUP(C334,'CENNIK PŁASKI'!$D$2:$AH$20238,9,0))","v":""},"",null,"","",{"$f":"IF(C334=\"\",\"\",VLOOKUP(C334,'[3]CENNIK PŁASKI'!$C$2:$AH$27586,24,0))","v":""},"",{"$f":"IF(C334=\"\",\"\",VLOOKUP(C334,'[3]CENNIK PŁASKI'!$C$2:$AH$27586,25,0))","v":""},"",{"$f":"IF(C334<>\"\",IF(ISNUMBER(F334),\"\",\"Proszę wpisać ilość\"),\"\")","v":""}]
[null,"",null,{"$f":"IF(C335=\"\",\"\",VLOOKUP(C335,'CENNIK PŁASKI'!$D$2:$AH$20238,3,0))","v":""},{"$f":"IF(C335=\"\",\"\",VLOOKUP(C335,'CENNIK PŁASKI'!$D$2:$AH$20238,4,0))","v":""},null,{"$f":"IF(C335=\"\",\"\",VLOOKUP(C335,'CENNIK PŁASKI'!$D$2:$AH$20238,9,0))","v":""},"",null,"","",{"$f":"IF(C335=\"\",\"\",VLOOKUP(C335,'[3]CENNIK PŁASKI'!$C$2:$AH$27586,24,0))","v":""},"",{"$f":"IF(C335=\"\",\"\",VLOOKUP(C335,'[3]CENNIK PŁASKI'!$C$2:$AH$27586,25,0))","v":""},"",""]
[null,{"$f":"IF(C336<>\"\",B335+1,\"\")","v":""},null,{"$f":"IF(C336=\"\",\"\",VLOOKUP(C336,'CENNIK PŁASKI'!$D$2:$AH$20238,3,0))","v":""},{"$f":"IF(C336=\"\",\"\",VLOOKUP(C336,'CENNIK PŁASKI'!$D$2:$AH$20238,4,0))","v":""},null,{"$f":"IF(C336=\"\",\"\",VLOOKUP(C336,'CENNIK PŁASKI'!$D$2:$AH$20238,9,0))","v":""},{"$f":"IF(C336=\"\",\"\",F336*G336)","v":""},null,{"$f":"IF(B336=\"\",\"\",IF(I336>0,G336*(1-I336),G336))","v":""},{"$f":"IF(C336=\"\",\"\",IF(I336>0,H336*(1-I336),H336))","v":""},{"$f":"IF(C336=\"\",\"\",VLOOKUP(C336,'[3]CENNIK PŁASKI'!$C$2:$AH$27586,24,0))","v":""},{"$f":"HYPERLINK(L336,L336)","v":""},{"$f":"IF(C336=\"\",\"\",VLOOKUP(C336,'[3]CENNIK PŁASKI'!$C$2:$AH$27586,25,0))","v":""},{"$f":"HYPERLINK(N336,N336)","v":""},""]
[null,"",null,{"$f":"IF(C337=\"\",\"\",VLOOKUP(C337,'CENNIK PŁASKI'!$D$2:$AH$20238,3,0))","v":""},{"$f":"IF(C337=\"\",\"\",VLOOKUP(C337,'CENNIK PŁASKI'!$D$2:$AH$20238,4,0))","v":""},null,{"$f":"IF(C337=\"\",\"\",VLOOKUP(C337,'CENNIK PŁASKI'!$D$2:$AH$20238,9,0))","v":""},"",null,"","",{"$f":"IF(C337=\"\",\"\",VLOOKUP(C337,'[3]CENNIK PŁASKI'!$C$2:$AH$27586,24,0))","v":""},"",{"$f":"IF(C337=\"\",\"\",VLOOKUP(C337,'[3]CENNIK PŁASKI'!$C$2:$AH$27586,25,0))","v":""},"",""]
[null,"",null,{"$f":"IF(C338=\"\",\"\",VLOOKUP(C338,'CENNIK PŁASKI'!$D$2:$AH$20238,3,0))","v":""},{"$f":"IF(C338=\"\",\"\",VLOOKUP(C338,'CENNIK PŁASKI'!$D$2:$AH$20238,4,0))","v":""},null,{"$f":"IF(C338=\"\",\"\",VLOOKUP(C338,'CENNIK PŁASKI'!$D$2:$AH$20238,9,0))","v":""},"",null,"","",{"$f":"IF(C338=\"\",\"\",VLOOKUP(C338,'[3]CENNIK PŁASKI'!$C$2:$AH$27586,24,0))","v":""},"",{"$f":"IF(C338=\"\",\"\",VLOOKUP(C338,'[3]CENNIK PŁASKI'!$C$2:$AH$27586,25,0))","v":""},"",""]
[null,"",null,{"$f":"IF(C339=\"\",\"\",VLOOKUP(C339,'CENNIK PŁASKI'!$D$2:$AH$20238,3,0))","v":""},{"$f":"IF(C339=\"\",\"\",VLOOKUP(C339,'CENNIK PŁASKI'!$D$2:$AH$20238,4,0))","v":""},null,{"$f":"IF(C339=\"\",\"\",VLOOKUP(C339,'CENNIK PŁASKI'!$D$2:$AH$20238,9,0))","v":""},"",null,"","",{"$f":"IF(C339=\"\",\"\",VLOOKUP(C339,'[3]CENNIK PŁASKI'!$C$2:$AH$27586,24,0))","v":""},"",{"$f":"IF(C339=\"\",\"\",VLOOKUP(C339,'[3]CENNIK PŁASKI'!$C$2:$AH$27586,25,0))","v":""},"",""]
[null,"",null,{"$f":"IF(C340=\"\",\"\",VLOOKUP(C340,'CENNIK PŁASKI'!$D$2:$AH$20238,3,0))","v":""},{"$f":"IF(C340=\"\",\"\",VLOOKUP(C340,'CENNIK PŁASKI'!$D$2:$AH$20238,4,0))","v":""},null,{"$f":"IF(C340=\"\",\"\",VLOOKUP(C340,'CENNIK PŁASKI'!$D$2:$AH$20238,9,0))","v":""},"",null,"","",{"$f":"IF(C340=\"\",\"\",VLOOKUP(C340,'[3]CENNIK PŁASKI'!$C$2:$AH$27586,24,0))","v":""},"",{"$f":"IF(C340=\"\",\"\",VLOOKUP(C340,'[3]CENNIK PŁASKI'!$C$2:$AH$27586,25,0))","v":""},"",""]
[null,"",null,{"$f":"IF(C341=\"\",\"\",VLOOKUP(C341,'CENNIK PŁASKI'!$D$2:$AH$20238,3,0))","v":""},{"$f":"IF(C341=\"\",\"\",VLOOKUP(C341,'CENNIK PŁASKI'!$D$2:$AH$20238,4,0))","v":""},null,{"$f":"IF(C341=\"\",\"\",VLOOKUP(C341,'CENNIK PŁASKI'!$D$2:$AH$20238,9,0))","v":""},"",null,"","",{"$f":"IF(C341=\"\",\"\",VLOOKUP(C341,'[3]CENNIK PŁASKI'!$C$2:$AH$27586,24,0))","v":""},"",{"$f":"IF(C341=\"\",\"\",VLOOKUP(C341,'[3]CENNIK PŁASKI'!$C$2:$AH$27586,25,0))","v":""},"",""]
[null,"",null,{"$f":"IF(C342=\"\",\"\",VLOOKUP(C342,'CENNIK PŁASKI'!$D$2:$AH$20238,3,0))","v":""},{"$f":"IF(C342=\"\",\"\",VLOOKUP(C342,'CENNIK PŁASKI'!$D$2:$AH$20238,4,0))","v":""},null,{"$f":"IF(C342=\"\",\"\",VLOOKUP(C342,'CENNIK PŁASKI'!$D$2:$AH$20238,9,0))","v":""},"",null,"","",{"$f":"IF(C342=\"\",\"\",VLOOKUP(C342,'[3]CENNIK PŁASKI'!$C$2:$AH$27586,24,0))","v":""},"",{"$f":"IF(C342=\"\",\"\",VLOOKUP(C342,'[3]CENNIK PŁASKI'!$C$2:$AH$27586,25,0))","v":""},"",""]
[null,"",null,{"$f":"IF(C343=\"\",\"\",VLOOKUP(C343,'CENNIK PŁASKI'!$D$2:$AH$20238,3,0))","v":""},{"$f":"IF(C343=\"\",\"\",VLOOKUP(C343,'CENNIK PŁASKI'!$D$2:$AH$20238,4,0))","v":""},null,{"$f":"IF(C343=\"\",\"\",VLOOKUP(C343,'CENNIK PŁASKI'!$D$2:$AH$20238,9,0))","v":""},"",null,"","",{"$f":"IF(C343=\"\",\"\",VLOOKUP(C343,'[3]CENNIK PŁASKI'!$C$2:$AH$27586,24,0))","v":""},"",{"$f":"IF(C343=\"\",\"\",VLOOKUP(C343,'[3]CENNIK PŁASKI'!$C$2:$AH$27586,25,0))","v":""},"",""]
[null,"",null,{"$f":"IF(C344=\"\",\"\",VLOOKUP(C344,'CENNIK PŁASKI'!$D$2:$AH$20238,3,0))","v":""},{"$f":"IF(C344=\"\",\"\",VLOOKUP(C344,'CENNIK PŁASKI'!$D$2:$AH$20238,4,0))","v":""},null,{"$f":"IF(C344=\"\",\"\",VLOOKUP(C344,'CENNIK PŁASKI'!$D$2:$AH$20238,9,0))","v":""},"",null,"","",{"$f":"IF(C344=\"\",\"\",VLOOKUP(C344,'[3]CENNIK PŁASKI'!$C$2:$AH$27586,24,0))","v":""},"",{"$f":"IF(C344=\"\",\"\",VLOOKUP(C344,'[3]CENNIK PŁASKI'!$C$2:$AH$27586,25,0))","v":""},"",""]
[null,"",null,{"$f":"IF(C345=\"\",\"\",VLOOKUP(C345,'CENNIK PŁASKI'!$D$2:$AH$20238,3,0))","v":""},{"$f":"IF(C345=\"\",\"\",VLOOKUP(C345,'CENNIK PŁASKI'!$D$2:$AH$20238,4,0))","v":""},null,{"$f":"IF(C345=\"\",\"\",VLOOKUP(C345,'CENNIK PŁASKI'!$D$2:$AH$20238,9,0))","v":""},"",null,"","",{"$f":"IF(C345=\"\",\"\",VLOOKUP(C345,'[3]CENNIK PŁASKI'!$C$2:$AH$27586,24,0))","v":""},"",{"$f":"IF(C345=\"\",\"\",VLOOKUP(C345,'[3]CENNIK PŁASKI'!$C$2:$AH$27586,25,0))","v":""},"",""]
[null,"",null,{"$f":"IF(C346=\"\",\"\",VLOOKUP(C346,'CENNIK PŁASKI'!$D$2:$AH$20238,3,0))","v":""},{"$f":"IF(C346=\"\",\"\",VLOOKUP(C346,'CENNIK PŁASKI'!$D$2:$AH$20238,4,0))","v":""},null,{"$f":"IF(C346=\"\",\"\",VLOOKUP(C346,'CENNIK PŁASKI'!$D$2:$AH$20238,9,0))","v":""},"",null,"","",{"$f":"IF(C346=\"\",\"\",VLOOKUP(C346,'[3]CENNIK PŁASKI'!$C$2:$AH$27586,24,0))","v":""},"",{"$f":"IF(C346=\"\",\"\",VLOOKUP(C346,'[3]CENNIK PŁASKI'!$C$2:$AH$27586,25,0))","v":""},"",""]
[null,"",null,{"$f":"IF(C347=\"\",\"\",VLOOKUP(C347,'CENNIK PŁASKI'!$D$2:$AH$20238,3,0))","v":""},{"$f":"IF(C347=\"\",\"\",VLOOKUP(C347,'CENNIK PŁASKI'!$D$2:$AH$20238,4,0))","v":""},null,{"$f":"IF(C347=\"\",\"\",VLOOKUP(C347,'CENNIK PŁASKI'!$D$2:$AH$20238,9,0))","v":""},"",null,"","",{"$f":"IF(C347=\"\",\"\",VLOOKUP(C347,'[3]CENNIK PŁASKI'!$C$2:$AH$27586,24,0))","v":""},"",{"$f":"IF(C347=\"\",\"\",VLOOKUP(C347,'[3]CENNIK PŁASKI'!$C$2:$AH$27586,25,0))","v":""},"",""]
[null,"",null,{"$f":"IF(C348=\"\",\"\",VLOOKUP(C348,'CENNIK PŁASKI'!$D$2:$AH$20238,3,0))","v":""},{"$f":"IF(C348=\"\",\"\",VLOOKUP(C348,'CENNIK PŁASKI'!$D$2:$AH$20238,4,0))","v":""},null,{"$f":"IF(C348=\"\",\"\",VLOOKUP(C348,'CENNIK PŁASKI'!$D$2:$AH$20238,9,0))","v":""},"",null,"","",{"$f":"IF(C348=\"\",\"\",VLOOKUP(C348,'[3]CENNIK PŁASKI'!$C$2:$AH$27586,24,0))","v":""},"",{"$f":"IF(C348=\"\",\"\",VLOOKUP(C348,'[3]CENNIK PŁASKI'!$C$2:$AH$27586,25,0))","v":""},"",""]
[null,"",null,{"$f":"IF(C349=\"\",\"\",VLOOKUP(C349,'CENNIK PŁASKI'!$D$2:$AH$20238,3,0))","v":""},{"$f":"IF(C349=\"\",\"\",VLOOKUP(C349,'CENNIK PŁASKI'!$D$2:$AH$20238,4,0))","v":""},null,{"$f":"IF(C349=\"\",\"\",VLOOKUP(C349,'CENNIK PŁASKI'!$D$2:$AH$20238,9,0))","v":""},"",null,"","",{"$f":"IF(C349=\"\",\"\",VLOOKUP(C349,'[3]CENNIK PŁASKI'!$C$2:$AH$27586,24,0))","v":""},"",{"$f":"IF(C349=\"\",\"\",VLOOKUP(C349,'[3]CENNIK PŁASKI'!$C$2:$AH$27586,25,0))","v":""},"",""]
[null,"",null,{"$f":"IF(C350=\"\",\"\",VLOOKUP(C350,'CENNIK PŁASKI'!$D$2:$AH$20238,3,0))","v":""},{"$f":"IF(C350=\"\",\"\",VLOOKUP(C350,'CENNIK PŁASKI'!$D$2:$AH$20238,4,0))","v":""},null,{"$f":"IF(C350=\"\",\"\",VLOOKUP(C350,'CENNIK PŁASKI'!$D$2:$AH$20238,9,0))","v":""},"",null,"","",{"$f":"IF(C350=\"\",\"\",VLOOKUP(C350,'[3]CENNIK PŁASKI'!$C$2:$AH$27586,24,0))","v":""},"",{"$f":"IF(C350=\"\",\"\",VLOOKUP(C350,'[3]CENNIK PŁASKI'!$C$2:$AH$27586,25,0))","v":""},"",""]
[null,"",null,{"$f":"IF(C351=\"\",\"\",VLOOKUP(C351,'CENNIK PŁASKI'!$D$2:$AH$20238,3,0))","v":""},{"$f":"IF(C351=\"\",\"\",VLOOKUP(C351,'CENNIK PŁASKI'!$D$2:$AH$20238,4,0))","v":""},null,{"$f":"IF(C351=\"\",\"\",VLOOKUP(C351,'CENNIK PŁASKI'!$D$2:$AH$20238,9,0))","v":""},"",null,"","",{"$f":"IF(C351=\"\",\"\",VLOOKUP(C351,'[3]CENNIK PŁASKI'!$C$2:$AH$27586,24,0))","v":""},"",{"$f":"IF(C351=\"\",\"\",VLOOKUP(C351,'[3]CENNIK PŁASKI'!$C$2:$AH$27586,25,0))","v":""},"",""]
[null,"",null,{"$f":"IF(C352=\"\",\"\",VLOOKUP(C352,'CENNIK PŁASKI'!$D$2:$AH$20238,3,0))","v":""},{"$f":"IF(C352=\"\",\"\",VLOOKUP(C352,'CENNIK PŁASKI'!$D$2:$AH$20238,4,0))","v":""},null,{"$f":"IF(C352=\"\",\"\",VLOOKUP(C352,'CENNIK PŁASKI'!$D$2:$AH$20238,9,0))","v":""},"",null,"","",{"$f":"IF(C352=\"\",\"\",VLOOKUP(C352,'[3]CENNIK PŁASKI'!$C$2:$AH$27586,24,0))","v":""},"",{"$f":"IF(C352=\"\",\"\",VLOOKUP(C352,'[3]CENNIK PŁASKI'!$C$2:$AH$27586,25,0))","v":""},"",""]
[null,"",null,{"$f":"IF(C353=\"\",\"\",VLOOKUP(C353,'CENNIK PŁASKI'!$D$2:$AH$20238,3,0))","v":""},{"$f":"IF(C353=\"\",\"\",VLOOKUP(C353,'CENNIK PŁASKI'!$D$2:$AH$20238,4,0))","v":""},null,{"$f":"IF(C353=\"\",\"\",VLOOKUP(C353,'CENNIK PŁASKI'!$D$2:$AH$20238,9,0))","v":""},"",null,"","",{"$f":"IF(C353=\"\",\"\",VLOOKUP(C353,'[3]CENNIK PŁASKI'!$C$2:$AH$27586,24,0))","v":""},"",{"$f":"IF(C353=\"\",\"\",VLOOKUP(C353,'[3]CENNIK PŁASKI'!$C$2:$AH$27586,25,0))","v":""},"",""]
[null,"",null,{"$f":"IF(C354=\"\",\"\",VLOOKUP(C354,'CENNIK PŁASKI'!$D$2:$AH$20238,3,0))","v":""},{"$f":"IF(C354=\"\",\"\",VLOOKUP(C354,'CENNIK PŁASKI'!$D$2:$AH$20238,4,0))","v":""},null,{"$f":"IF(C354=\"\",\"\",VLOOKUP(C354,'CENNIK PŁASKI'!$D$2:$AH$20238,9,0))","v":""},"",null,"","",{"$f":"IF(C354=\"\",\"\",VLOOKUP(C354,'[3]CENNIK PŁASKI'!$C$2:$AH$27586,24,0))","v":""},"",{"$f":"IF(C354=\"\",\"\",VLOOKUP(C354,'[3]CENNIK PŁASKI'!$C$2:$AH$27586,25,0))","v":""},"",""]
[null,"",null,{"$f":"IF(C355=\"\",\"\",VLOOKUP(C355,'CENNIK PŁASKI'!$D$2:$AH$20238,3,0))","v":""},{"$f":"IF(C355=\"\",\"\",VLOOKUP(C355,'CENNIK PŁASKI'!$D$2:$AH$20238,4,0))","v":""},null,{"$f":"IF(C355=\"\",\"\",VLOOKUP(C355,'CENNIK PŁASKI'!$D$2:$AH$20238,9,0))","v":""},"",null,"","",{"$f":"IF(C355=\"\",\"\",VLOOKUP(C355,'[3]CENNIK PŁASKI'!$C$2:$AH$27586,24,0))","v":""},"",{"$f":"IF(C355=\"\",\"\",VLOOKUP(C355,'[3]CENNIK PŁASKI'!$C$2:$AH$27586,25,0))","v":""},"",""]
[null,"",null,{"$f":"IF(C356=\"\",\"\",VLOOKUP(C356,'CENNIK PŁASKI'!$D$2:$AH$20238,3,0))","v":""},{"$f":"IF(C356=\"\",\"\",VLOOKUP(C356,'CENNIK PŁASKI'!$D$2:$AH$20238,4,0))","v":""},null,{"$f":"IF(C356=\"\",\"\",VLOOKUP(C356,'CENNIK PŁASKI'!$D$2:$AH$20238,9,0))","v":""},"",null,"","",{"$f":"IF(C356=\"\",\"\",VLOOKUP(C356,'[3]CENNIK PŁASKI'!$C$2:$AH$27586,24,0))","v":""},"",{"$f":"IF(C356=\"\",\"\",VLOOKUP(C356,'[3]CENNIK PŁASKI'!$C$2:$AH$27586,25,0))","v":""},"",""]
[null,"",null,{"$f":"IF(C357=\"\",\"\",VLOOKUP(C357,'CENNIK PŁASKI'!$D$2:$AH$20238,3,0))","v":""},{"$f":"IF(C357=\"\",\"\",VLOOKUP(C357,'CENNIK PŁASKI'!$D$2:$AH$20238,4,0))","v":""},null,{"$f":"IF(C357=\"\",\"\",VLOOKUP(C357,'CENNIK PŁASKI'!$D$2:$AH$20238,9,0))","v":""},"",null,"","",{"$f":"IF(C357=\"\",\"\",VLOOKUP(C357,'[3]CENNIK PŁASKI'!$C$2:$AH$27586,24,0))","v":""},"",{"$f":"IF(C357=\"\",\"\",VLOOKUP(C357,'[3]CENNIK PŁASKI'!$C$2:$AH$27586,25,0))","v":""},"",""]
[null,"",null,{"$f":"IF(C358=\"\",\"\",VLOOKUP(C358,'CENNIK PŁASKI'!$D$2:$AH$20238,3,0))","v":""},{"$f":"IF(C358=\"\",\"\",VLOOKUP(C358,'CENNIK PŁASKI'!$D$2:$AH$20238,4,0))","v":""},null,{"$f":"IF(C358=\"\",\"\",VLOOKUP(C358,'CENNIK PŁASKI'!$D$2:$AH$20238,9,0))","v":""},"",null,"","",{"$f":"IF(C358=\"\",\"\",VLOOKUP(C358,'[3]CENNIK PŁASKI'!$C$2:$AH$27586,24,0))","v":""},"",{"$f":"IF(C358=\"\",\"\",VLOOKUP(C358,'[3]CENNIK PŁASKI'!$C$2:$AH$27586,25,0))","v":""},"",""]
[null,"",null,{"$f":"IF(C359=\"\",\"\",VLOOKUP(C359,'CENNIK PŁASKI'!$D$2:$AH$20238,3,0))","v":""},{"$f":"IF(C359=\"\",\"\",VLOOKUP(C359,'CENNIK PŁASKI'!$D$2:$AH$20238,4,0))","v":""},null,{"$f":"IF(C359=\"\",\"\",VLOOKUP(C359,'CENNIK PŁASKI'!$D$2:$AH$20238,9,0))","v":""},"",null,"","",{"$f":"IF(C359=\"\",\"\",VLOOKUP(C359,'[3]CENNIK PŁASKI'!$C$2:$AH$27586,24,0))","v":""},"",{"$f":"IF(C359=\"\",\"\",VLOOKUP(C359,'[3]CENNIK PŁASKI'!$C$2:$AH$27586,25,0))","v":""},"",""]
[null,"",null,{"$f":"IF(C360=\"\",\"\",VLOOKUP(C360,'CENNIK PŁASKI'!$D$2:$AH$20238,3,0))","v":""},{"$f":"IF(C360=\"\",\"\",VLOOKUP(C360,'CENNIK PŁASKI'!$D$2:$AH$20238,4,0))","v":""},null,{"$f":"IF(C360=\"\",\"\",VLOOKUP(C360,'CENNIK PŁASKI'!$D$2:$AH$20238,9,0))","v":""},"",null,"","",{"$f":"IF(C360=\"\",\"\",VLOOKUP(C360,'[3]CENNIK PŁASKI'!$C$2:$AH$27586,24,0))","v":""},"",{"$f":"IF(C360=\"\",\"\",VLOOKUP(C360,'[3]CENNIK PŁASKI'!$C$2:$AH$27586,25,0))","v":""},"",""]
[null,"",null,{"$f":"IF(C361=\"\",\"\",VLOOKUP(C361,'CENNIK PŁASKI'!$D$2:$AH$20238,3,0))","v":""},{"$f":"IF(C361=\"\",\"\",VLOOKUP(C361,'CENNIK PŁASKI'!$D$2:$AH$20238,4,0))","v":""},null,{"$f":"IF(C361=\"\",\"\",VLOOKUP(C361,'CENNIK PŁASKI'!$D$2:$AH$20238,9,0))","v":""},"",null,"","",{"$f":"IF(C361=\"\",\"\",VLOOKUP(C361,'[3]CENNIK PŁASKI'!$C$2:$AH$27586,24,0))","v":""},"",{"$f":"IF(C361=\"\",\"\",VLOOKUP(C361,'[3]CENNIK PŁASKI'!$C$2:$AH$27586,25,0))","v":""},"",""]
[null,"",null,{"$f":"IF(C362=\"\",\"\",VLOOKUP(C362,'CENNIK PŁASKI'!$D$2:$AH$20238,3,0))","v":""},{"$f":"IF(C362=\"\",\"\",VLOOKUP(C362,'CENNIK PŁASKI'!$D$2:$AH$20238,4,0))","v":""},null,{"$f":"IF(C362=\"\",\"\",VLOOKUP(C362,'CENNIK PŁASKI'!$D$2:$AH$20238,9,0))","v":""},"",null,"","",{"$f":"IF(C362=\"\",\"\",VLOOKUP(C362,'[3]CENNIK PŁASKI'!$C$2:$AH$27586,24,0))","v":""},"",{"$f":"IF(C362=\"\",\"\",VLOOKUP(C362,'[3]CENNIK PŁASKI'!$C$2:$AH$27586,25,0))","v":""},"",""]
[null,"",null,{"$f":"IF(C363=\"\",\"\",VLOOKUP(C363,'CENNIK PŁASKI'!$D$2:$AH$20238,3,0))","v":""},{"$f":"IF(C363=\"\",\"\",VLOOKUP(C363,'CENNIK PŁASKI'!$D$2:$AH$20238,4,0))","v":""},null,{"$f":"IF(C363=\"\",\"\",VLOOKUP(C363,'CENNIK PŁASKI'!$D$2:$AH$20238,9,0))","v":""},"",null,"","",{"$f":"IF(C363=\"\",\"\",VLOOKUP(C363,'[3]CENNIK PŁASKI'!$C$2:$AH$27586,24,0))","v":""},"",{"$f":"IF(C363=\"\",\"\",VLOOKUP(C363,'[3]CENNIK PŁASKI'!$C$2:$AH$27586,25,0))","v":""},"",""]
[null,"",null,{"$f":"IF(C364=\"\",\"\",VLOOKUP(C364,'CENNIK PŁASKI'!$D$2:$AH$20238,3,0))","v":""},{"$f":"IF(C364=\"\",\"\",VLOOKUP(C364,'CENNIK PŁASKI'!$D$2:$AH$20238,4,0))","v":""},null,{"$f":"IF(C364=\"\",\"\",VLOOKUP(C364,'CENNIK PŁASKI'!$D$2:$AH$20238,9,0))","v":""},"",null,"","",{"$f":"IF(C364=\"\",\"\",VLOOKUP(C364,'[3]CENNIK PŁASKI'!$C$2:$AH$27586,24,0))","v":""},"",{"$f":"IF(C364=\"\",\"\",VLOOKUP(C364,'[3]CENNIK PŁASKI'!$C$2:$AH$27586,25,0))","v":""},"",""]
[null,"",null,{"$f":"IF(C365=\"\",\"\",VLOOKUP(C365,'CENNIK PŁASKI'!$D$2:$AH$20238,3,0))","v":""},{"$f":"IF(C365=\"\",\"\",VLOOKUP(C365,'CENNIK PŁASKI'!$D$2:$AH$20238,4,0))","v":""},null,{"$f":"IF(C365=\"\",\"\",VLOOKUP(C365,'CENNIK PŁASKI'!$D$2:$AH$20238,9,0))","v":""},"",null,"","",{"$f":"IF(C365=\"\",\"\",VLOOKUP(C365,'[3]CENNIK PŁASKI'!$C$2:$AH$27586,24,0))","v":""},"",{"$f":"IF(C365=\"\",\"\",VLOOKUP(C365,'[3]CENNIK PŁASKI'!$C$2:$AH$27586,25,0))","v":""},"",""]
[null,"",null,{"$f":"IF(C366=\"\",\"\",VLOOKUP(C366,'CENNIK PŁASKI'!$D$2:$AH$20238,3,0))","v":""},{"$f":"IF(C366=\"\",\"\",VLOOKUP(C366,'CENNIK PŁASKI'!$D$2:$AH$20238,4,0))","v":""},null,{"$f":"IF(C366=\"\",\"\",VLOOKUP(C366,'CENNIK PŁASKI'!$D$2:$AH$20238,9,0))","v":""},"",null,"","",{"$f":"IF(C366=\"\",\"\",VLOOKUP(C366,'[3]CENNIK PŁASKI'!$C$2:$AH$27586,24,0))","v":""},"",{"$f":"IF(C366=\"\",\"\",VLOOKUP(C366,'[3]CENNIK PŁASKI'!$C$2:$AH$27586,25,0))","v":""},"",""]
[null,"",null,{"$f":"IF(C367=\"\",\"\",VLOOKUP(C367,'CENNIK PŁASKI'!$D$2:$AH$20238,3,0))","v":""},{"$f":"IF(C367=\"\",\"\",VLOOKUP(C367,'CENNIK PŁASKI'!$D$2:$AH$20238,4,0))","v":""},null,{"$f":"IF(C367=\"\",\"\",VLOOKUP(C367,'CENNIK PŁASKI'!$D$2:$AH$20238,9,0))","v":""},"",null,"","",{"$f":"IF(C367=\"\",\"\",VLOOKUP(C367,'[3]CENNIK PŁASKI'!$C$2:$AH$27586,24,0))","v":""},"",{"$f":"IF(C367=\"\",\"\",VLOOKUP(C367,'[3]CENNIK PŁASKI'!$C$2:$AH$27586,25,0))","v":""},"",""]
[null,"",null,{"$f":"IF(C368=\"\",\"\",VLOOKUP(C368,'CENNIK PŁASKI'!$D$2:$AH$20238,3,0))","v":""},{"$f":"IF(C368=\"\",\"\",VLOOKUP(C368,'CENNIK PŁASKI'!$D$2:$AH$20238,4,0))","v":""},null,{"$f":"IF(C368=\"\",\"\",VLOOKUP(C368,'CENNIK PŁASKI'!$D$2:$AH$20238,9,0))","v":""},"",null,"","",{"$f":"IF(C368=\"\",\"\",VLOOKUP(C368,'[3]CENNIK PŁASKI'!$C$2:$AH$27586,24,0))","v":""},"",{"$f":"IF(C368=\"\",\"\",VLOOKUP(C368,'[3]CENNIK PŁASKI'!$C$2:$AH$27586,25,0))","v":""},"",""]
[null,"",null,{"$f":"IF(C369=\"\",\"\",VLOOKUP(C369,'CENNIK PŁASKI'!$D$2:$AH$20238,3,0))","v":""},{"$f":"IF(C369=\"\",\"\",VLOOKUP(C369,'CENNIK PŁASKI'!$D$2:$AH$20238,4,0))","v":""},null,{"$f":"IF(C369=\"\",\"\",VLOOKUP(C369,'CENNIK PŁASKI'!$D$2:$AH$20238,9,0))","v":""},"",null,"","",{"$f":"IF(C369=\"\",\"\",VLOOKUP(C369,'[3]CENNIK PŁASKI'!$C$2:$AH$27586,24,0))","v":""},"",{"$f":"IF(C369=\"\",\"\",VLOOKUP(C369,'[3]CENNIK PŁASKI'!$C$2:$AH$27586,25,0))","v":""},"",""]
[null,"",null,{"$f":"IF(C370=\"\",\"\",VLOOKUP(C370,'CENNIK PŁASKI'!$D$2:$AH$20238,3,0))","v":""},{"$f":"IF(C370=\"\",\"\",VLOOKUP(C370,'CENNIK PŁASKI'!$D$2:$AH$20238,4,0))","v":""},null,{"$f":"IF(C370=\"\",\"\",VLOOKUP(C370,'CENNIK PŁASKI'!$D$2:$AH$20238,9,0))","v":""},"",null,"","",{"$f":"IF(C370=\"\",\"\",VLOOKUP(C370,'[3]CENNIK PŁASKI'!$C$2:$AH$27586,24,0))","v":""},"",{"$f":"IF(C370=\"\",\"\",VLOOKUP(C370,'[3]CENNIK PŁASKI'!$C$2:$AH$27586,25,0))","v":""},"",""]
[null,"",null,{"$f":"IF(C371=\"\",\"\",VLOOKUP(C371,'CENNIK PŁASKI'!$D$2:$AH$20238,3,0))","v":""},{"$f":"IF(C371=\"\",\"\",VLOOKUP(C371,'CENNIK PŁASKI'!$D$2:$AH$20238,4,0))","v":""},null,{"$f":"IF(C371=\"\",\"\",VLOOKUP(C371,'CENNIK PŁASKI'!$D$2:$AH$20238,9,0))","v":""},"",null,"","",{"$f":"IF(C371=\"\",\"\",VLOOKUP(C371,'[3]CENNIK PŁASKI'!$C$2:$AH$27586,24,0))","v":""},"",{"$f":"IF(C371=\"\",\"\",VLOOKUP(C371,'[3]CENNIK PŁASKI'!$C$2:$AH$27586,25,0))","v":""},"",""]
[null,"",null,{"$f":"IF(C372=\"\",\"\",VLOOKUP(C372,'CENNIK PŁASKI'!$D$2:$AH$20238,3,0))","v":""},{"$f":"IF(C372=\"\",\"\",VLOOKUP(C372,'CENNIK PŁASKI'!$D$2:$AH$20238,4,0))","v":""},null,{"$f":"IF(C372=\"\",\"\",VLOOKUP(C372,'CENNIK PŁASKI'!$D$2:$AH$20238,9,0))","v":""},"",null,"","",{"$f":"IF(C372=\"\",\"\",VLOOKUP(C372,'[3]CENNIK PŁASKI'!$C$2:$AH$27586,24,0))","v":""},"",{"$f":"IF(C372=\"\",\"\",VLOOKUP(C372,'[3]CENNIK PŁASKI'!$C$2:$AH$27586,25,0))","v":""},"",""]
[null,"",null,{"$f":"IF(C373=\"\",\"\",VLOOKUP(C373,'CENNIK PŁASKI'!$D$2:$AH$20238,3,0))","v":""},{"$f":"IF(C373=\"\",\"\",VLOOKUP(C373,'CENNIK PŁASKI'!$D$2:$AH$20238,4,0))","v":""},null,{"$f":"IF(C373=\"\",\"\",VLOOKUP(C373,'CENNIK PŁASKI'!$D$2:$AH$20238,9,0))","v":""},"",null,"","",{"$f":"IF(C373=\"\",\"\",VLOOKUP(C373,'[3]CENNIK PŁASKI'!$C$2:$AH$27586,24,0))","v":""},"",{"$f":"IF(C373=\"\",\"\",VLOOKUP(C373,'[3]CENNIK PŁASKI'!$C$2:$AH$27586,25,0))","v":""},"",""]
[null,"",null,{"$f":"IF(C374=\"\",\"\",VLOOKUP(C374,'CENNIK PŁASKI'!$D$2:$AH$20238,3,0))","v":""},{"$f":"IF(C374=\"\",\"\",VLOOKUP(C374,'CENNIK PŁASKI'!$D$2:$AH$20238,4,0))","v":""},null,{"$f":"IF(C374=\"\",\"\",VLOOKUP(C374,'CENNIK PŁASKI'!$D$2:$AH$20238,9,0))","v":""},"",null,"","",{"$f":"IF(C374=\"\",\"\",VLOOKUP(C374,'[3]CENNIK PŁASKI'!$C$2:$AH$27586,24,0))","v":""},"",{"$f":"IF(C374=\"\",\"\",VLOOKUP(C374,'[3]CENNIK PŁASKI'!$C$2:$AH$27586,25,0))","v":""},"",""]
[null,"",null,{"$f":"IF(C375=\"\",\"\",VLOOKUP(C375,'CENNIK PŁASKI'!$D$2:$AH$20238,3,0))","v":""},{"$f":"IF(C375=\"\",\"\",VLOOKUP(C375,'CENNIK PŁASKI'!$D$2:$AH$20238,4,0))","v":""},null,{"$f":"IF(C375=\"\",\"\",VLOOKUP(C375,'CENNIK PŁASKI'!$D$2:$AH$20238,9,0))","v":""},"",null,"","",{"$f":"IF(C375=\"\",\"\",VLOOKUP(C375,'[3]CENNIK PŁASKI'!$C$2:$AH$27586,24,0))","v":""},"",{"$f":"IF(C375=\"\",\"\",VLOOKUP(C375,'[3]CENNIK PŁASKI'!$C$2:$AH$27586,25,0))","v":""},"",""]
[null,"",null,{"$f":"IF(C376=\"\",\"\",VLOOKUP(C376,'CENNIK PŁASKI'!$D$2:$AH$20238,3,0))","v":""},{"$f":"IF(C376=\"\",\"\",VLOOKUP(C376,'CENNIK PŁASKI'!$D$2:$AH$20238,4,0))","v":""},null,{"$f":"IF(C376=\"\",\"\",VLOOKUP(C376,'CENNIK PŁASKI'!$D$2:$AH$20238,9,0))","v":""},"",null,"","",{"$f":"IF(C376=\"\",\"\",VLOOKUP(C376,'[3]CENNIK PŁASKI'!$C$2:$AH$27586,24,0))","v":""},"",{"$f":"IF(C376=\"\",\"\",VLOOKUP(C376,'[3]CENNIK PŁASKI'!$C$2:$AH$27586,25,0))","v":""},"",""]
[null,"",null,{"$f":"IF(C377=\"\",\"\",VLOOKUP(C377,'CENNIK PŁASKI'!$D$2:$AH$20238,3,0))","v":""},{"$f":"IF(C377=\"\",\"\",VLOOKUP(C377,'CENNIK PŁASKI'!$D$2:$AH$20238,4,0))","v":""},null,{"$f":"IF(C377=\"\",\"\",VLOOKUP(C377,'CENNIK PŁASKI'!$D$2:$AH$20238,9,0))","v":""},"",null,"","",{"$f":"IF(C377=\"\",\"\",VLOOKUP(C377,'[3]CENNIK PŁASKI'!$C$2:$AH$27586,24,0))","v":""},"",{"$f":"IF(C377=\"\",\"\",VLOOKUP(C377,'[3]CENNIK PŁASKI'!$C$2:$AH$27586,25,0))","v":""},"",""]
[null,"",null,{"$f":"IF(C378=\"\",\"\",VLOOKUP(C378,'CENNIK PŁASKI'!$D$2:$AH$20238,3,0))","v":""},{"$f":"IF(C378=\"\",\"\",VLOOKUP(C378,'CENNIK PŁASKI'!$D$2:$AH$20238,4,0))","v":""},null,{"$f":"IF(C378=\"\",\"\",VLOOKUP(C378,'CENNIK PŁASKI'!$D$2:$AH$20238,9,0))","v":""},"",null,"","",{"$f":"IF(C378=\"\",\"\",VLOOKUP(C378,'[3]CENNIK PŁASKI'!$C$2:$AH$27586,24,0))","v":""},"",{"$f":"IF(C378=\"\",\"\",VLOOKUP(C378,'[3]CENNIK PŁASKI'!$C$2:$AH$27586,25,0))","v":""},"",""]
[null,"",null,{"$f":"IF(C379=\"\",\"\",VLOOKUP(C379,'CENNIK PŁASKI'!$D$2:$AH$20238,3,0))","v":""},{"$f":"IF(C379=\"\",\"\",VLOOKUP(C379,'CENNIK PŁASKI'!$D$2:$AH$20238,4,0))","v":""},null,{"$f":"IF(C379=\"\",\"\",VLOOKUP(C379,'CENNIK PŁASKI'!$D$2:$AH$20238,9,0))","v":""},"",null,"","",{"$f":"IF(C379=\"\",\"\",VLOOKUP(C379,'[3]CENNIK PŁASKI'!$C$2:$AH$27586,24,0))","v":""},"",{"$f":"IF(C379=\"\",\"\",VLOOKUP(C379,'[3]CENNIK PŁASKI'!$C$2:$AH$27586,25,0))","v":""},"",""]
[null,"",null,{"$f":"IF(C380=\"\",\"\",VLOOKUP(C380,'CENNIK PŁASKI'!$D$2:$AH$20238,3,0))","v":""},{"$f":"IF(C380=\"\",\"\",VLOOKUP(C380,'CENNIK PŁASKI'!$D$2:$AH$20238,4,0))","v":""},null,{"$f":"IF(C380=\"\",\"\",VLOOKUP(C380,'CENNIK PŁASKI'!$D$2:$AH$20238,9,0))","v":""},"",null,"","",{"$f":"IF(C380=\"\",\"\",VLOOKUP(C380,'[3]CENNIK PŁASKI'!$C$2:$AH$27586,24,0))","v":""},"",{"$f":"IF(C380=\"\",\"\",VLOOKUP(C380,'[3]CENNIK PŁASKI'!$C$2:$AH$27586,25,0))","v":""},"",""]
[null,"",null,{"$f":"IF(C381=\"\",\"\",VLOOKUP(C381,'CENNIK PŁASKI'!$D$2:$AH$20238,3,0))","v":""},{"$f":"IF(C381=\"\",\"\",VLOOKUP(C381,'CENNIK PŁASKI'!$D$2:$AH$20238,4,0))","v":""},null,{"$f":"IF(C381=\"\",\"\",VLOOKUP(C381,'CENNIK PŁASKI'!$D$2:$AH$20238,9,0))","v":""},"",null,"","",{"$f":"IF(C381=\"\",\"\",VLOOKUP(C381,'[3]CENNIK PŁASKI'!$C$2:$AH$27586,24,0))","v":""},"",{"$f":"IF(C381=\"\",\"\",VLOOKUP(C381,'[3]CENNIK PŁASKI'!$C$2:$AH$27586,25,0))","v":""},"",""]
[null,"",null,{"$f":"IF(C382=\"\",\"\",VLOOKUP(C382,'CENNIK PŁASKI'!$D$2:$AH$20238,3,0))","v":""},{"$f":"IF(C382=\"\",\"\",VLOOKUP(C382,'CENNIK PŁASKI'!$D$2:$AH$20238,4,0))","v":""},null,{"$f":"IF(C382=\"\",\"\",VLOOKUP(C382,'CENNIK PŁASKI'!$D$2:$AH$20238,9,0))","v":""},"",null,"","",{"$f":"IF(C382=\"\",\"\",VLOOKUP(C382,'[3]CENNIK PŁASKI'!$C$2:$AH$27586,24,0))","v":""},"",{"$f":"IF(C382=\"\",\"\",VLOOKUP(C382,'[3]CENNIK PŁASKI'!$C$2:$AH$27586,25,0))","v":""},"",""]
[null,"",null,{"$f":"IF(C383=\"\",\"\",VLOOKUP(C383,'CENNIK PŁASKI'!$D$2:$AH$20238,3,0))","v":""},{"$f":"IF(C383=\"\",\"\",VLOOKUP(C383,'CENNIK PŁASKI'!$D$2:$AH$20238,4,0))","v":""},null,{"$f":"IF(C383=\"\",\"\",VLOOKUP(C383,'CENNIK PŁASKI'!$D$2:$AH$20238,9,0))","v":""},"",null,"","",{"$f":"IF(C383=\"\",\"\",VLOOKUP(C383,'[3]CENNIK PŁASKI'!$C$2:$AH$27586,24,0))","v":""},"",{"$f":"IF(C383=\"\",\"\",VLOOKUP(C383,'[3]CENNIK PŁASKI'!$C$2:$AH$27586,25,0))","v":""},"",""]
[null,"",null,{"$f":"IF(C384=\"\",\"\",VLOOKUP(C384,'CENNIK PŁASKI'!$D$2:$AH$20238,3,0))","v":""},{"$f":"IF(C384=\"\",\"\",VLOOKUP(C384,'CENNIK PŁASKI'!$D$2:$AH$20238,4,0))","v":""},null,{"$f":"IF(C384=\"\",\"\",VLOOKUP(C384,'CENNIK PŁASKI'!$D$2:$AH$20238,9,0))","v":""},"",null,"","",{"$f":"IF(C384=\"\",\"\",VLOOKUP(C384,'[3]CENNIK PŁASKI'!$C$2:$AH$27586,24,0))","v":""},"",{"$f":"IF(C384=\"\",\"\",VLOOKUP(C384,'[3]CENNIK PŁASKI'!$C$2:$AH$27586,25,0))","v":""},"",""]
[null,"",null,{"$f":"IF(C385=\"\",\"\",VLOOKUP(C385,'CENNIK PŁASKI'!$D$2:$AH$20238,3,0))","v":""},{"$f":"IF(C385=\"\",\"\",VLOOKUP(C385,'CENNIK PŁASKI'!$D$2:$AH$20238,4,0))","v":""},null,{"$f":"IF(C385=\"\",\"\",VLOOKUP(C385,'CENNIK PŁASKI'!$D$2:$AH$20238,9,0))","v":""},"",null,"","",{"$f":"IF(C385=\"\",\"\",VLOOKUP(C385,'[3]CENNIK PŁASKI'!$C$2:$AH$27586,24,0))","v":""},"",{"$f":"IF(C385=\"\",\"\",VLOOKUP(C385,'[3]CENNIK PŁASKI'!$C$2:$AH$27586,25,0))","v":""},"",""]
[null,"",null,{"$f":"IF(C386=\"\",\"\",VLOOKUP(C386,'CENNIK PŁASKI'!$D$2:$AH$20238,3,0))","v":""},{"$f":"IF(C386=\"\",\"\",VLOOKUP(C386,'CENNIK PŁASKI'!$D$2:$AH$20238,4,0))","v":""},null,{"$f":"IF(C386=\"\",\"\",VLOOKUP(C386,'CENNIK PŁASKI'!$D$2:$AH$20238,9,0))","v":""},"",null,"","",{"$f":"IF(C386=\"\",\"\",VLOOKUP(C386,'[3]CENNIK PŁASKI'!$C$2:$AH$27586,24,0))","v":""},"",{"$f":"IF(C386=\"\",\"\",VLOOKUP(C386,'[3]CENNIK PŁASKI'!$C$2:$AH$27586,25,0))","v":""},"",""]
[null,"",null,{"$f":"IF(C387=\"\",\"\",VLOOKUP(C387,'CENNIK PŁASKI'!$D$2:$AH$20238,3,0))","v":""},{"$f":"IF(C387=\"\",\"\",VLOOKUP(C387,'CENNIK PŁASKI'!$D$2:$AH$20238,4,0))","v":""},null,{"$f":"IF(C387=\"\",\"\",VLOOKUP(C387,'CENNIK PŁASKI'!$D$2:$AH$20238,9,0))","v":""},"",null,"","",{"$f":"IF(C387=\"\",\"\",VLOOKUP(C387,'[3]CENNIK PŁASKI'!$C$2:$AH$27586,24,0))","v":""},"",{"$f":"IF(C387=\"\",\"\",VLOOKUP(C387,'[3]CENNIK PŁASKI'!$C$2:$AH$27586,25,0))","v":""},"",""]
[null,"",null,{"$f":"IF(C388=\"\",\"\",VLOOKUP(C388,'CENNIK PŁASKI'!$D$2:$AH$20238,3,0))","v":""},{"$f":"IF(C388=\"\",\"\",VLOOKUP(C388,'CENNIK PŁASKI'!$D$2:$AH$20238,4,0))","v":""},null,{"$f":"IF(C388=\"\",\"\",VLOOKUP(C388,'CENNIK PŁASKI'!$D$2:$AH$20238,9,0))","v":""},"",null,"","",{"$f":"IF(C388=\"\",\"\",VLOOKUP(C388,'[3]CENNIK PŁASKI'!$C$2:$AH$27586,24,0))","v":""},"",{"$f":"IF(C388=\"\",\"\",VLOOKUP(C388,'[3]CENNIK PŁASKI'!$C$2:$AH$27586,25,0))","v":""},"",""]
[null,"",null,{"$f":"IF(C389=\"\",\"\",VLOOKUP(C389,'CENNIK PŁASKI'!$D$2:$AH$20238,3,0))","v":""},{"$f":"IF(C389=\"\",\"\",VLOOKUP(C389,'CENNIK PŁASKI'!$D$2:$AH$20238,4,0))","v":""},null,{"$f":"IF(C389=\"\",\"\",VLOOKUP(C389,'CENNIK PŁASKI'!$D$2:$AH$20238,9,0))","v":""},"",null,"","",{"$f":"IF(C389=\"\",\"\",VLOOKUP(C389,'[3]CENNIK PŁASKI'!$C$2:$AH$27586,24,0))","v":""},"",{"$f":"IF(C389=\"\",\"\",VLOOKUP(C389,'[3]CENNIK PŁASKI'!$C$2:$AH$27586,25,0))","v":""},"",""]
[null,"",null,{"$f":"IF(C390=\"\",\"\",VLOOKUP(C390,'CENNIK PŁASKI'!$D$2:$AH$20238,3,0))","v":""},{"$f":"IF(C390=\"\",\"\",VLOOKUP(C390,'CENNIK PŁASKI'!$D$2:$AH$20238,4,0))","v":""},null,{"$f":"IF(C390=\"\",\"\",VLOOKUP(C390,'CENNIK PŁASKI'!$D$2:$AH$20238,9,0))","v":""},"",null,"","",{"$f":"IF(C390=\"\",\"\",VLOOKUP(C390,'[3]CENNIK PŁASKI'!$C$2:$AH$27586,24,0))","v":""},"",{"$f":"IF(C390=\"\",\"\",VLOOKUP(C390,'[3]CENNIK PŁASKI'!$C$2:$AH$27586,25,0))","v":""},"",""]
[null,"",null,{"$f":"IF(C391=\"\",\"\",VLOOKUP(C391,'CENNIK PŁASKI'!$D$2:$AH$20238,3,0))","v":""},{"$f":"IF(C391=\"\",\"\",VLOOKUP(C391,'CENNIK PŁASKI'!$D$2:$AH$20238,4,0))","v":""},null,{"$f":"IF(C391=\"\",\"\",VLOOKUP(C391,'CENNIK PŁASKI'!$D$2:$AH$20238,9,0))","v":""},"",null,"","",{"$f":"IF(C391=\"\",\"\",VLOOKUP(C391,'[3]CENNIK PŁASKI'!$C$2:$AH$27586,24,0))","v":""},"",{"$f":"IF(C391=\"\",\"\",VLOOKUP(C391,'[3]CENNIK PŁASKI'!$C$2:$AH$27586,25,0))","v":""},"",""]
[null,"",null,{"$f":"IF(C392=\"\",\"\",VLOOKUP(C392,'CENNIK PŁASKI'!$D$2:$AH$20238,3,0))","v":""},{"$f":"IF(C392=\"\",\"\",VLOOKUP(C392,'CENNIK PŁASKI'!$D$2:$AH$20238,4,0))","v":""},null,{"$f":"IF(C392=\"\",\"\",VLOOKUP(C392,'CENNIK PŁASKI'!$D$2:$AH$20238,9,0))","v":""},"",null,"","",{"$f":"IF(C392=\"\",\"\",VLOOKUP(C392,'[3]CENNIK PŁASKI'!$C$2:$AH$27586,24,0))","v":""},"",{"$f":"IF(C392=\"\",\"\",VLOOKUP(C392,'[3]CENNIK PŁASKI'!$C$2:$AH$27586,25,0))","v":""},"",""]
[null,"",null,{"$f":"IF(C393=\"\",\"\",VLOOKUP(C393,'CENNIK PŁASKI'!$D$2:$AH$20238,3,0))","v":""},{"$f":"IF(C393=\"\",\"\",VLOOKUP(C393,'CENNIK PŁASKI'!$D$2:$AH$20238,4,0))","v":""},null,{"$f":"IF(C393=\"\",\"\",VLOOKUP(C393,'CENNIK PŁASKI'!$D$2:$AH$20238,9,0))","v":""},"",null,"","",{"$f":"IF(C393=\"\",\"\",VLOOKUP(C393,'[3]CENNIK PŁASKI'!$C$2:$AH$27586,24,0))","v":""},"",{"$f":"IF(C393=\"\",\"\",VLOOKUP(C393,'[3]CENNIK PŁASKI'!$C$2:$AH$27586,25,0))","v":""},"",""]
[null,"",null,{"$f":"IF(C394=\"\",\"\",VLOOKUP(C394,'CENNIK PŁASKI'!$D$2:$AH$20238,3,0))","v":""},{"$f":"IF(C394=\"\",\"\",VLOOKUP(C394,'CENNIK PŁASKI'!$D$2:$AH$20238,4,0))","v":""},null,{"$f":"IF(C394=\"\",\"\",VLOOKUP(C394,'CENNIK PŁASKI'!$D$2:$AH$20238,9,0))","v":""},"",null,"","",{"$f":"IF(C394=\"\",\"\",VLOOKUP(C394,'[3]CENNIK PŁASKI'!$C$2:$AH$27586,24,0))","v":""},"",{"$f":"IF(C394=\"\",\"\",VLOOKUP(C394,'[3]CENNIK PŁASKI'!$C$2:$AH$27586,25,0))","v":""},"",""]
[null,"",null,{"$f":"IF(C395=\"\",\"\",VLOOKUP(C395,'CENNIK PŁASKI'!$D$2:$AH$20238,3,0))","v":""},{"$f":"IF(C395=\"\",\"\",VLOOKUP(C395,'CENNIK PŁASKI'!$D$2:$AH$20238,4,0))","v":""},null,{"$f":"IF(C395=\"\",\"\",VLOOKUP(C395,'CENNIK PŁASKI'!$D$2:$AH$20238,9,0))","v":""},"",null,"","",{"$f":"IF(C395=\"\",\"\",VLOOKUP(C395,'[3]CENNIK PŁASKI'!$C$2:$AH$27586,24,0))","v":""},"",{"$f":"IF(C395=\"\",\"\",VLOOKUP(C395,'[3]CENNIK PŁASKI'!$C$2:$AH$27586,25,0))","v":""},"",""]
[null,"",null,{"$f":"IF(C396=\"\",\"\",VLOOKUP(C396,'CENNIK PŁASKI'!$D$2:$AH$20238,3,0))","v":""},{"$f":"IF(C396=\"\",\"\",VLOOKUP(C396,'CENNIK PŁASKI'!$D$2:$AH$20238,4,0))","v":""},null,{"$f":"IF(C396=\"\",\"\",VLOOKUP(C396,'CENNIK PŁASKI'!$D$2:$AH$20238,9,0))","v":""},"",null,"","",{"$f":"IF(C396=\"\",\"\",VLOOKUP(C396,'[3]CENNIK PŁASKI'!$C$2:$AH$27586,24,0))","v":""},"",{"$f":"IF(C396=\"\",\"\",VLOOKUP(C396,'[3]CENNIK PŁASKI'!$C$2:$AH$27586,25,0))","v":""},"",""]
[null,"",null,{"$f":"IF(C397=\"\",\"\",VLOOKUP(C397,'CENNIK PŁASKI'!$D$2:$AH$20238,3,0))","v":""},{"$f":"IF(C397=\"\",\"\",VLOOKUP(C397,'CENNIK PŁASKI'!$D$2:$AH$20238,4,0))","v":""},null,{"$f":"IF(C397=\"\",\"\",VLOOKUP(C397,'CENNIK PŁASKI'!$D$2:$AH$20238,9,0))","v":""},"",null,"","",{"$f":"IF(C397=\"\",\"\",VLOOKUP(C397,'[3]CENNIK PŁASKI'!$C$2:$AH$27586,24,0))","v":""},"",{"$f":"IF(C397=\"\",\"\",VLOOKUP(C397,'[3]CENNIK PŁASKI'!$C$2:$AH$27586,25,0))","v":""},"",""]
[null,"",null,{"$f":"IF(C398=\"\",\"\",VLOOKUP(C398,'CENNIK PŁASKI'!$D$2:$AH$20238,3,0))","v":""},{"$f":"IF(C398=\"\",\"\",VLOOKUP(C398,'CENNIK PŁASKI'!$D$2:$AH$20238,4,0))","v":""},null,{"$f":"IF(C398=\"\",\"\",VLOOKUP(C398,'CENNIK PŁASKI'!$D$2:$AH$20238,9,0))","v":""},"",null,"","",{"$f":"IF(C398=\"\",\"\",VLOOKUP(C398,'[3]CENNIK PŁASKI'!$C$2:$AH$27586,24,0))","v":""},"",{"$f":"IF(C398=\"\",\"\",VLOOKUP(C398,'[3]CENNIK PŁASKI'!$C$2:$AH$27586,25,0))","v":""},"",{"$f":"IF(C398<>\"\",IF(ISNUMBER(F398),\"\",\"Proszę wpisać ilość\"),\"\")","v":""}]
[null,"",null,{"$f":"IF(C399=\"\",\"\",VLOOKUP(C399,'CENNIK PŁASKI'!$D$2:$AH$20238,3,0))","v":""},{"$f":"IF(C399=\"\",\"\",VLOOKUP(C399,'CENNIK PŁASKI'!$D$2:$AH$20238,4,0))","v":""},null,{"$f":"IF(C399=\"\",\"\",VLOOKUP(C399,'CENNIK PŁASKI'!$D$2:$AH$20238,9,0))","v":""},"",null,"","",{"$f":"IF(C399=\"\",\"\",VLOOKUP(C399,'[3]CENNIK PŁASKI'!$C$2:$AH$27586,24,0))","v":""},"",{"$f":"IF(C399=\"\",\"\",VLOOKUP(C399,'[3]CENNIK PŁASKI'!$C$2:$AH$27586,25,0))","v":""},"",""]
[null,{"$f":"IF(C400<>\"\",B399+1,\"\")","v":""},null,{"$f":"IF(C400=\"\",\"\",VLOOKUP(C400,'CENNIK PŁASKI'!$D$2:$AH$20238,3,0))","v":""},{"$f":"IF(C400=\"\",\"\",VLOOKUP(C400,'CENNIK PŁASKI'!$D$2:$AH$20238,4,0))","v":""},null,{"$f":"IF(C400=\"\",\"\",VLOOKUP(C400,'CENNIK PŁASKI'!$D$2:$AH$20238,9,0))","v":""},{"$f":"IF(C400=\"\",\"\",F400*G400)","v":""},null,{"$f":"IF(B400=\"\",\"\",IF(I400>0,G400*(1-I400),G400))","v":""},{"$f":"IF(C400=\"\",\"\",IF(I400>0,H400*(1-I400),H400))","v":""},{"$f":"IF(C400=\"\",\"\",VLOOKUP(C400,'[3]CENNIK PŁASKI'!$C$2:$AH$27586,24,0))","v":""},{"$f":"HYPERLINK(L400,L400)","v":""},{"$f":"IF(C400=\"\",\"\",VLOOKUP(C400,'[3]CENNIK PŁASKI'!$C$2:$AH$27586,25,0))","v":""},{"$f":"HYPERLINK(N400,N400)","v":""},""]
[null,"",null,{"$f":"IF(C401=\"\",\"\",VLOOKUP(C401,'CENNIK PŁASKI'!$D$2:$AH$20238,3,0))","v":""},{"$f":"IF(C401=\"\",\"\",VLOOKUP(C401,'CENNIK PŁASKI'!$D$2:$AH$20238,4,0))","v":""},null,{"$f":"IF(C401=\"\",\"\",VLOOKUP(C401,'CENNIK PŁASKI'!$D$2:$AH$20238,9,0))","v":""},"",null,"","",{"$f":"IF(C401=\"\",\"\",VLOOKUP(C401,'[3]CENNIK PŁASKI'!$C$2:$AH$27586,24,0))","v":""},"",{"$f":"IF(C401=\"\",\"\",VLOOKUP(C401,'[3]CENNIK PŁASKI'!$C$2:$AH$27586,25,0))","v":""},"",""]
[null,"",null,{"$f":"IF(C402=\"\",\"\",VLOOKUP(C402,'CENNIK PŁASKI'!$D$2:$AH$20238,3,0))","v":""},{"$f":"IF(C402=\"\",\"\",VLOOKUP(C402,'CENNIK PŁASKI'!$D$2:$AH$20238,4,0))","v":""},null,{"$f":"IF(C402=\"\",\"\",VLOOKUP(C402,'CENNIK PŁASKI'!$D$2:$AH$20238,9,0))","v":""},"",null,"","",{"$f":"IF(C402=\"\",\"\",VLOOKUP(C402,'[3]CENNIK PŁASKI'!$C$2:$AH$27586,24,0))","v":""},"",{"$f":"IF(C402=\"\",\"\",VLOOKUP(C402,'[3]CENNIK PŁASKI'!$C$2:$AH$27586,25,0))","v":""},"",""]
[null,"",null,{"$f":"IF(C403=\"\",\"\",VLOOKUP(C403,'CENNIK PŁASKI'!$D$2:$AH$20238,3,0))","v":""},{"$f":"IF(C403=\"\",\"\",VLOOKUP(C403,'CENNIK PŁASKI'!$D$2:$AH$20238,4,0))","v":""},null,{"$f":"IF(C403=\"\",\"\",VLOOKUP(C403,'CENNIK PŁASKI'!$D$2:$AH$20238,9,0))","v":""},"",null,"","",{"$f":"IF(C403=\"\",\"\",VLOOKUP(C403,'[3]CENNIK PŁASKI'!$C$2:$AH$27586,24,0))","v":""},"",{"$f":"IF(C403=\"\",\"\",VLOOKUP(C403,'[3]CENNIK PŁASKI'!$C$2:$AH$27586,25,0))","v":""},"",""]
[null,"",null,{"$f":"IF(C404=\"\",\"\",VLOOKUP(C404,'CENNIK PŁASKI'!$D$2:$AH$20238,3,0))","v":""},{"$f":"IF(C404=\"\",\"\",VLOOKUP(C404,'CENNIK PŁASKI'!$D$2:$AH$20238,4,0))","v":""},null,{"$f":"IF(C404=\"\",\"\",VLOOKUP(C404,'CENNIK PŁASKI'!$D$2:$AH$20238,9,0))","v":""},"",null,"","",{"$f":"IF(C404=\"\",\"\",VLOOKUP(C404,'[3]CENNIK PŁASKI'!$C$2:$AH$27586,24,0))","v":""},"",{"$f":"IF(C404=\"\",\"\",VLOOKUP(C404,'[3]CENNIK PŁASKI'!$C$2:$AH$27586,25,0))","v":""},"",""]
[null,"",null,{"$f":"IF(C405=\"\",\"\",VLOOKUP(C405,'CENNIK PŁASKI'!$D$2:$AH$20238,3,0))","v":""},{"$f":"IF(C405=\"\",\"\",VLOOKUP(C405,'CENNIK PŁASKI'!$D$2:$AH$20238,4,0))","v":""},null,{"$f":"IF(C405=\"\",\"\",VLOOKUP(C405,'CENNIK PŁASKI'!$D$2:$AH$20238,9,0))","v":""},"",null,"","",{"$f":"IF(C405=\"\",\"\",VLOOKUP(C405,'[3]CENNIK PŁASKI'!$C$2:$AH$27586,24,0))","v":""},"",{"$f":"IF(C405=\"\",\"\",VLOOKUP(C405,'[3]CENNIK PŁASKI'!$C$2:$AH$27586,25,0))","v":""},"",""]
[null,"",null,{"$f":"IF(C406=\"\",\"\",VLOOKUP(C406,'CENNIK PŁASKI'!$D$2:$AH$20238,3,0))","v":""},{"$f":"IF(C406=\"\",\"\",VLOOKUP(C406,'CENNIK PŁASKI'!$D$2:$AH$20238,4,0))","v":""},null,{"$f":"IF(C406=\"\",\"\",VLOOKUP(C406,'CENNIK PŁASKI'!$D$2:$AH$20238,9,0))","v":""},"",null,"","",{"$f":"IF(C406=\"\",\"\",VLOOKUP(C406,'[3]CENNIK PŁASKI'!$C$2:$AH$27586,24,0))","v":""},"",{"$f":"IF(C406=\"\",\"\",VLOOKUP(C406,'[3]CENNIK PŁASKI'!$C$2:$AH$27586,25,0))","v":""},"",""]
[null,"",null,{"$f":"IF(C407=\"\",\"\",VLOOKUP(C407,'CENNIK PŁASKI'!$D$2:$AH$20238,3,0))","v":""},{"$f":"IF(C407=\"\",\"\",VLOOKUP(C407,'CENNIK PŁASKI'!$D$2:$AH$20238,4,0))","v":""},null,{"$f":"IF(C407=\"\",\"\",VLOOKUP(C407,'CENNIK PŁASKI'!$D$2:$AH$20238,9,0))","v":""},"",null,"","",{"$f":"IF(C407=\"\",\"\",VLOOKUP(C407,'[3]CENNIK PŁASKI'!$C$2:$AH$27586,24,0))","v":""},"",{"$f":"IF(C407=\"\",\"\",VLOOKUP(C407,'[3]CENNIK PŁASKI'!$C$2:$AH$27586,25,0))","v":""},"",""]
[null,"",null,{"$f":"IF(C408=\"\",\"\",VLOOKUP(C408,'CENNIK PŁASKI'!$D$2:$AH$20238,3,0))","v":""},{"$f":"IF(C408=\"\",\"\",VLOOKUP(C408,'CENNIK PŁASKI'!$D$2:$AH$20238,4,0))","v":""},null,{"$f":"IF(C408=\"\",\"\",VLOOKUP(C408,'CENNIK PŁASKI'!$D$2:$AH$20238,9,0))","v":""},"",null,"","",{"$f":"IF(C408=\"\",\"\",VLOOKUP(C408,'[3]CENNIK PŁASKI'!$C$2:$AH$27586,24,0))","v":""},"",{"$f":"IF(C408=\"\",\"\",VLOOKUP(C408,'[3]CENNIK PŁASKI'!$C$2:$AH$27586,25,0))","v":""},"",""]
[null,"",null,{"$f":"IF(C409=\"\",\"\",VLOOKUP(C409,'CENNIK PŁASKI'!$D$2:$AH$20238,3,0))","v":""},{"$f":"IF(C409=\"\",\"\",VLOOKUP(C409,'CENNIK PŁASKI'!$D$2:$AH$20238,4,0))","v":""},null,{"$f":"IF(C409=\"\",\"\",VLOOKUP(C409,'CENNIK PŁASKI'!$D$2:$AH$20238,9,0))","v":""},"",null,"","",{"$f":"IF(C409=\"\",\"\",VLOOKUP(C409,'[3]CENNIK PŁASKI'!$C$2:$AH$27586,24,0))","v":""},"",{"$f":"IF(C409=\"\",\"\",VLOOKUP(C409,'[3]CENNIK PŁASKI'!$C$2:$AH$27586,25,0))","v":""},"",""]
[null,"",null,{"$f":"IF(C410=\"\",\"\",VLOOKUP(C410,'CENNIK PŁASKI'!$D$2:$AH$20238,3,0))","v":""},{"$f":"IF(C410=\"\",\"\",VLOOKUP(C410,'CENNIK PŁASKI'!$D$2:$AH$20238,4,0))","v":""},null,{"$f":"IF(C410=\"\",\"\",VLOOKUP(C410,'CENNIK PŁASKI'!$D$2:$AH$20238,9,0))","v":""},"",null,"","",{"$f":"IF(C410=\"\",\"\",VLOOKUP(C410,'[3]CENNIK PŁASKI'!$C$2:$AH$27586,24,0))","v":""},"",{"$f":"IF(C410=\"\",\"\",VLOOKUP(C410,'[3]CENNIK PŁASKI'!$C$2:$AH$27586,25,0))","v":""},"",""]
[null,"",null,{"$f":"IF(C411=\"\",\"\",VLOOKUP(C411,'CENNIK PŁASKI'!$D$2:$AH$20238,3,0))","v":""},{"$f":"IF(C411=\"\",\"\",VLOOKUP(C411,'CENNIK PŁASKI'!$D$2:$AH$20238,4,0))","v":""},null,{"$f":"IF(C411=\"\",\"\",VLOOKUP(C411,'CENNIK PŁASKI'!$D$2:$AH$20238,9,0))","v":""},"",null,"","",{"$f":"IF(C411=\"\",\"\",VLOOKUP(C411,'[3]CENNIK PŁASKI'!$C$2:$AH$27586,24,0))","v":""},"",{"$f":"IF(C411=\"\",\"\",VLOOKUP(C411,'[3]CENNIK PŁASKI'!$C$2:$AH$27586,25,0))","v":""},"",""]
[null,"",null,{"$f":"IF(C412=\"\",\"\",VLOOKUP(C412,'CENNIK PŁASKI'!$D$2:$AH$20238,3,0))","v":""},{"$f":"IF(C412=\"\",\"\",VLOOKUP(C412,'CENNIK PŁASKI'!$D$2:$AH$20238,4,0))","v":""},null,{"$f":"IF(C412=\"\",\"\",VLOOKUP(C412,'CENNIK PŁASKI'!$D$2:$AH$20238,9,0))","v":""},"",null,"","",{"$f":"IF(C412=\"\",\"\",VLOOKUP(C412,'[3]CENNIK PŁASKI'!$C$2:$AH$27586,24,0))","v":""},"",{"$f":"IF(C412=\"\",\"\",VLOOKUP(C412,'[3]CENNIK PŁASKI'!$C$2:$AH$27586,25,0))","v":""},"",""]
[null,"",null,{"$f":"IF(C413=\"\",\"\",VLOOKUP(C413,'CENNIK PŁASKI'!$D$2:$AH$20238,3,0))","v":""},{"$f":"IF(C413=\"\",\"\",VLOOKUP(C413,'CENNIK PŁASKI'!$D$2:$AH$20238,4,0))","v":""},null,{"$f":"IF(C413=\"\",\"\",VLOOKUP(C413,'CENNIK PŁASKI'!$D$2:$AH$20238,9,0))","v":""},"",null,"","",{"$f":"IF(C413=\"\",\"\",VLOOKUP(C413,'[3]CENNIK PŁASKI'!$C$2:$AH$27586,24,0))","v":""},"",{"$f":"IF(C413=\"\",\"\",VLOOKUP(C413,'[3]CENNIK PŁASKI'!$C$2:$AH$27586,25,0))","v":""},"",""]
[null,"",null,{"$f":"IF(C414=\"\",\"\",VLOOKUP(C414,'CENNIK PŁASKI'!$D$2:$AH$20238,3,0))","v":""},{"$f":"IF(C414=\"\",\"\",VLOOKUP(C414,'CENNIK PŁASKI'!$D$2:$AH$20238,4,0))","v":""},null,{"$f":"IF(C414=\"\",\"\",VLOOKUP(C414,'CENNIK PŁASKI'!$D$2:$AH$20238,9,0))","v":""},"",null,"","",{"$f":"IF(C414=\"\",\"\",VLOOKUP(C414,'[3]CENNIK PŁASKI'!$C$2:$AH$27586,24,0))","v":""},"",{"$f":"IF(C414=\"\",\"\",VLOOKUP(C414,'[3]CENNIK PŁASKI'!$C$2:$AH$27586,25,0))","v":""},"",""]
[null,"",null,{"$f":"IF(C415=\"\",\"\",VLOOKUP(C415,'CENNIK PŁASKI'!$D$2:$AH$20238,3,0))","v":""},{"$f":"IF(C415=\"\",\"\",VLOOKUP(C415,'CENNIK PŁASKI'!$D$2:$AH$20238,4,0))","v":""},null,{"$f":"IF(C415=\"\",\"\",VLOOKUP(C415,'CENNIK PŁASKI'!$D$2:$AH$20238,9,0))","v":""},"",null,"","",{"$f":"IF(C415=\"\",\"\",VLOOKUP(C415,'[3]CENNIK PŁASKI'!$C$2:$AH$27586,24,0))","v":""},"",{"$f":"IF(C415=\"\",\"\",VLOOKUP(C415,'[3]CENNIK PŁASKI'!$C$2:$AH$27586,25,0))","v":""},"",""]
[null,"",null,{"$f":"IF(C416=\"\",\"\",VLOOKUP(C416,'CENNIK PŁASKI'!$D$2:$AH$20238,3,0))","v":""},{"$f":"IF(C416=\"\",\"\",VLOOKUP(C416,'CENNIK PŁASKI'!$D$2:$AH$20238,4,0))","v":""},null,{"$f":"IF(C416=\"\",\"\",VLOOKUP(C416,'CENNIK PŁASKI'!$D$2:$AH$20238,9,0))","v":""},"",null,"","",{"$f":"IF(C416=\"\",\"\",VLOOKUP(C416,'[3]CENNIK PŁASKI'!$C$2:$AH$27586,24,0))","v":""},"",{"$f":"IF(C416=\"\",\"\",VLOOKUP(C416,'[3]CENNIK PŁASKI'!$C$2:$AH$27586,25,0))","v":""},"",""]
[null,"",null,{"$f":"IF(C417=\"\",\"\",VLOOKUP(C417,'CENNIK PŁASKI'!$D$2:$AH$20238,3,0))","v":""},{"$f":"IF(C417=\"\",\"\",VLOOKUP(C417,'CENNIK PŁASKI'!$D$2:$AH$20238,4,0))","v":""},null,{"$f":"IF(C417=\"\",\"\",VLOOKUP(C417,'CENNIK PŁASKI'!$D$2:$AH$20238,9,0))","v":""},"",null,"","",{"$f":"IF(C417=\"\",\"\",VLOOKUP(C417,'[3]CENNIK PŁASKI'!$C$2:$AH$27586,24,0))","v":""},"",{"$f":"IF(C417=\"\",\"\",VLOOKUP(C417,'[3]CENNIK PŁASKI'!$C$2:$AH$27586,25,0))","v":""},"",""]
[null,"",null,{"$f":"IF(C418=\"\",\"\",VLOOKUP(C418,'CENNIK PŁASKI'!$D$2:$AH$20238,3,0))","v":""},{"$f":"IF(C418=\"\",\"\",VLOOKUP(C418,'CENNIK PŁASKI'!$D$2:$AH$20238,4,0))","v":""},null,{"$f":"IF(C418=\"\",\"\",VLOOKUP(C418,'CENNIK PŁASKI'!$D$2:$AH$20238,9,0))","v":""},"",null,"","",{"$f":"IF(C418=\"\",\"\",VLOOKUP(C418,'[3]CENNIK PŁASKI'!$C$2:$AH$27586,24,0))","v":""},"",{"$f":"IF(C418=\"\",\"\",VLOOKUP(C418,'[3]CENNIK PŁASKI'!$C$2:$AH$27586,25,0))","v":""},"",""]
[null,"",null,{"$f":"IF(C419=\"\",\"\",VLOOKUP(C419,'CENNIK PŁASKI'!$D$2:$AH$20238,3,0))","v":""},{"$f":"IF(C419=\"\",\"\",VLOOKUP(C419,'CENNIK PŁASKI'!$D$2:$AH$20238,4,0))","v":""},null,{"$f":"IF(C419=\"\",\"\",VLOOKUP(C419,'CENNIK PŁASKI'!$D$2:$AH$20238,9,0))","v":""},"",null,"","",{"$f":"IF(C419=\"\",\"\",VLOOKUP(C419,'[3]CENNIK PŁASKI'!$C$2:$AH$27586,24,0))","v":""},"",{"$f":"IF(C419=\"\",\"\",VLOOKUP(C419,'[3]CENNIK PŁASKI'!$C$2:$AH$27586,25,0))","v":""},"",""]
[null,"",null,{"$f":"IF(C420=\"\",\"\",VLOOKUP(C420,'CENNIK PŁASKI'!$D$2:$AH$20238,3,0))","v":""},{"$f":"IF(C420=\"\",\"\",VLOOKUP(C420,'CENNIK PŁASKI'!$D$2:$AH$20238,4,0))","v":""},null,{"$f":"IF(C420=\"\",\"\",VLOOKUP(C420,'CENNIK PŁASKI'!$D$2:$AH$20238,9,0))","v":""},"",null,"","",{"$f":"IF(C420=\"\",\"\",VLOOKUP(C420,'[3]CENNIK PŁASKI'!$C$2:$AH$27586,24,0))","v":""},"",{"$f":"IF(C420=\"\",\"\",VLOOKUP(C420,'[3]CENNIK PŁASKI'!$C$2:$AH$27586,25,0))","v":""},"",""]
[null,"",null,{"$f":"IF(C421=\"\",\"\",VLOOKUP(C421,'CENNIK PŁASKI'!$D$2:$AH$20238,3,0))","v":""},{"$f":"IF(C421=\"\",\"\",VLOOKUP(C421,'CENNIK PŁASKI'!$D$2:$AH$20238,4,0))","v":""},null,{"$f":"IF(C421=\"\",\"\",VLOOKUP(C421,'CENNIK PŁASKI'!$D$2:$AH$20238,9,0))","v":""},"",null,"","",{"$f":"IF(C421=\"\",\"\",VLOOKUP(C421,'[3]CENNIK PŁASKI'!$C$2:$AH$27586,24,0))","v":""},"",{"$f":"IF(C421=\"\",\"\",VLOOKUP(C421,'[3]CENNIK PŁASKI'!$C$2:$AH$27586,25,0))","v":""},"",""]
[null,"",null,{"$f":"IF(C422=\"\",\"\",VLOOKUP(C422,'CENNIK PŁASKI'!$D$2:$AH$20238,3,0))","v":""},{"$f":"IF(C422=\"\",\"\",VLOOKUP(C422,'CENNIK PŁASKI'!$D$2:$AH$20238,4,0))","v":""},null,{"$f":"IF(C422=\"\",\"\",VLOOKUP(C422,'CENNIK PŁASKI'!$D$2:$AH$20238,9,0))","v":""},"",null,"","",{"$f":"IF(C422=\"\",\"\",VLOOKUP(C422,'[3]CENNIK PŁASKI'!$C$2:$AH$27586,24,0))","v":""},"",{"$f":"IF(C422=\"\",\"\",VLOOKUP(C422,'[3]CENNIK PŁASKI'!$C$2:$AH$27586,25,0))","v":""},"",""]
[null,"",null,{"$f":"IF(C423=\"\",\"\",VLOOKUP(C423,'CENNIK PŁASKI'!$D$2:$AH$20238,3,0))","v":""},{"$f":"IF(C423=\"\",\"\",VLOOKUP(C423,'CENNIK PŁASKI'!$D$2:$AH$20238,4,0))","v":""},null,{"$f":"IF(C423=\"\",\"\",VLOOKUP(C423,'CENNIK PŁASKI'!$D$2:$AH$20238,9,0))","v":""},"",null,"","",{"$f":"IF(C423=\"\",\"\",VLOOKUP(C423,'[3]CENNIK PŁASKI'!$C$2:$AH$27586,24,0))","v":""},"",{"$f":"IF(C423=\"\",\"\",VLOOKUP(C423,'[3]CENNIK PŁASKI'!$C$2:$AH$27586,25,0))","v":""},"",""]
[null,"",null,{"$f":"IF(C424=\"\",\"\",VLOOKUP(C424,'CENNIK PŁASKI'!$D$2:$AH$20238,3,0))","v":""},{"$f":"IF(C424=\"\",\"\",VLOOKUP(C424,'CENNIK PŁASKI'!$D$2:$AH$20238,4,0))","v":""},null,{"$f":"IF(C424=\"\",\"\",VLOOKUP(C424,'CENNIK PŁASKI'!$D$2:$AH$20238,9,0))","v":""},"",null,"","",{"$f":"IF(C424=\"\",\"\",VLOOKUP(C424,'[3]CENNIK PŁASKI'!$C$2:$AH$27586,24,0))","v":""},"",{"$f":"IF(C424=\"\",\"\",VLOOKUP(C424,'[3]CENNIK PŁASKI'!$C$2:$AH$27586,25,0))","v":""},"",""]
[null,"",null,{"$f":"IF(C425=\"\",\"\",VLOOKUP(C425,'CENNIK PŁASKI'!$D$2:$AH$20238,3,0))","v":""},{"$f":"IF(C425=\"\",\"\",VLOOKUP(C425,'CENNIK PŁASKI'!$D$2:$AH$20238,4,0))","v":""},null,{"$f":"IF(C425=\"\",\"\",VLOOKUP(C425,'CENNIK PŁASKI'!$D$2:$AH$20238,9,0))","v":""},"",null,"","",{"$f":"IF(C425=\"\",\"\",VLOOKUP(C425,'[3]CENNIK PŁASKI'!$C$2:$AH$27586,24,0))","v":""},"",{"$f":"IF(C425=\"\",\"\",VLOOKUP(C425,'[3]CENNIK PŁASKI'!$C$2:$AH$27586,25,0))","v":""},"",""]
[null,"",null,{"$f":"IF(C426=\"\",\"\",VLOOKUP(C426,'CENNIK PŁASKI'!$D$2:$AH$20238,3,0))","v":""},{"$f":"IF(C426=\"\",\"\",VLOOKUP(C426,'CENNIK PŁASKI'!$D$2:$AH$20238,4,0))","v":""},null,{"$f":"IF(C426=\"\",\"\",VLOOKUP(C426,'CENNIK PŁASKI'!$D$2:$AH$20238,9,0))","v":""},"",null,"","",{"$f":"IF(C426=\"\",\"\",VLOOKUP(C426,'[3]CENNIK PŁASKI'!$C$2:$AH$27586,24,0))","v":""},"",{"$f":"IF(C426=\"\",\"\",VLOOKUP(C426,'[3]CENNIK PŁASKI'!$C$2:$AH$27586,25,0))","v":""},"",""]
[null,"",null,{"$f":"IF(C427=\"\",\"\",VLOOKUP(C427,'CENNIK PŁASKI'!$D$2:$AH$20238,3,0))","v":""},{"$f":"IF(C427=\"\",\"\",VLOOKUP(C427,'CENNIK PŁASKI'!$D$2:$AH$20238,4,0))","v":""},null,{"$f":"IF(C427=\"\",\"\",VLOOKUP(C427,'CENNIK PŁASKI'!$D$2:$AH$20238,9,0))","v":""},"",null,"","",{"$f":"IF(C427=\"\",\"\",VLOOKUP(C427,'[3]CENNIK PŁASKI'!$C$2:$AH$27586,24,0))","v":""},"",{"$f":"IF(C427=\"\",\"\",VLOOKUP(C427,'[3]CENNIK PŁASKI'!$C$2:$AH$27586,25,0))","v":""},"",""]
[null,"",null,{"$f":"IF(C428=\"\",\"\",VLOOKUP(C428,'CENNIK PŁASKI'!$D$2:$AH$20238,3,0))","v":""},{"$f":"IF(C428=\"\",\"\",VLOOKUP(C428,'CENNIK PŁASKI'!$D$2:$AH$20238,4,0))","v":""},null,{"$f":"IF(C428=\"\",\"\",VLOOKUP(C428,'CENNIK PŁASKI'!$D$2:$AH$20238,9,0))","v":""},"",null,"","",{"$f":"IF(C428=\"\",\"\",VLOOKUP(C428,'[3]CENNIK PŁASKI'!$C$2:$AH$27586,24,0))","v":""},"",{"$f":"IF(C428=\"\",\"\",VLOOKUP(C428,'[3]CENNIK PŁASKI'!$C$2:$AH$27586,25,0))","v":""},"",""]
[null,"",null,{"$f":"IF(C429=\"\",\"\",VLOOKUP(C429,'CENNIK PŁASKI'!$D$2:$AH$20238,3,0))","v":""},{"$f":"IF(C429=\"\",\"\",VLOOKUP(C429,'CENNIK PŁASKI'!$D$2:$AH$20238,4,0))","v":""},null,{"$f":"IF(C429=\"\",\"\",VLOOKUP(C429,'CENNIK PŁASKI'!$D$2:$AH$20238,9,0))","v":""},"",null,"","",{"$f":"IF(C429=\"\",\"\",VLOOKUP(C429,'[3]CENNIK PŁASKI'!$C$2:$AH$27586,24,0))","v":""},"",{"$f":"IF(C429=\"\",\"\",VLOOKUP(C429,'[3]CENNIK PŁASKI'!$C$2:$AH$27586,25,0))","v":""},"",""]
[null,"",null,{"$f":"IF(C430=\"\",\"\",VLOOKUP(C430,'CENNIK PŁASKI'!$D$2:$AH$20238,3,0))","v":""},{"$f":"IF(C430=\"\",\"\",VLOOKUP(C430,'CENNIK PŁASKI'!$D$2:$AH$20238,4,0))","v":""},null,{"$f":"IF(C430=\"\",\"\",VLOOKUP(C430,'CENNIK PŁASKI'!$D$2:$AH$20238,9,0))","v":""},"",null,"","",{"$f":"IF(C430=\"\",\"\",VLOOKUP(C430,'[3]CENNIK PŁASKI'!$C$2:$AH$27586,24,0))","v":""},"",{"$f":"IF(C430=\"\",\"\",VLOOKUP(C430,'[3]CENNIK PŁASKI'!$C$2:$AH$27586,25,0))","v":""},"",""]
[null,"",null,{"$f":"IF(C431=\"\",\"\",VLOOKUP(C431,'CENNIK PŁASKI'!$D$2:$AH$20238,3,0))","v":""},{"$f":"IF(C431=\"\",\"\",VLOOKUP(C431,'CENNIK PŁASKI'!$D$2:$AH$20238,4,0))","v":""},null,{"$f":"IF(C431=\"\",\"\",VLOOKUP(C431,'CENNIK PŁASKI'!$D$2:$AH$20238,9,0))","v":""},"",null,"","",{"$f":"IF(C431=\"\",\"\",VLOOKUP(C431,'[3]CENNIK PŁASKI'!$C$2:$AH$27586,24,0))","v":""},"",{"$f":"IF(C431=\"\",\"\",VLOOKUP(C431,'[3]CENNIK PŁASKI'!$C$2:$AH$27586,25,0))","v":""},"",""]
[null,"",null,{"$f":"IF(C432=\"\",\"\",VLOOKUP(C432,'CENNIK PŁASKI'!$D$2:$AH$20238,3,0))","v":""},{"$f":"IF(C432=\"\",\"\",VLOOKUP(C432,'CENNIK PŁASKI'!$D$2:$AH$20238,4,0))","v":""},null,{"$f":"IF(C432=\"\",\"\",VLOOKUP(C432,'CENNIK PŁASKI'!$D$2:$AH$20238,9,0))","v":""},"",null,"","",{"$f":"IF(C432=\"\",\"\",VLOOKUP(C432,'[3]CENNIK PŁASKI'!$C$2:$AH$27586,24,0))","v":""},"",{"$f":"IF(C432=\"\",\"\",VLOOKUP(C432,'[3]CENNIK PŁASKI'!$C$2:$AH$27586,25,0))","v":""},"",""]

{"sheet":"OPAKOWANIA","index":4,"n_rows":57,"n_cols":13,"rows_kept":57,"cut":false,"hidden":false,"merged":[[36,0,36,12],[0,0,0,12],[1,0,1,12],[2,0,2,12],[33,0,33,12],[34,0,34,12],[35,0,35,12]]}
["OPAKOWANIA STANDARDOWE I USŁUGI CIĘCIA"]
["ZK BITNER dostarczać będzie na zlecenie Odbiorcy wyroby we wskazanych w zamówieniach odcinkach. Odcinki standardowe stanowiące opakowania magazynowe podane są w poniższej tabeli:"]
["Specyfikacja opakowań magazynowych"]
["L.p.","Typ kabla i przewodu",100,200,300,305,400,500,600,700,800,900,1000]
["1.","NKGs, (N)HX(C)H, N2X(C)H, NHXMH","x","x","x"," ","x","x","x","x","x","x","x"]
["2.","HTKSH (ekw, PH)","x","x","x"," ","x","x","x","x","x","x","x"]
["3.","HDGS","x","x","x"," ","x","x","x","x","x","x","x"]
["4.","YAKY, YAKXS","x","x","x"," ","x","x","x","x","x","x","x"]
["5.","ASXSn","x","x","x"," ","x","x","x","x","x","x","x"]
["6.","YKY(FtZny)(ektmy), NYCY","x","x","x"," ","x","x","x","x","x","x","x"]
["7.","OMY, OWY","x"," "," "," ",null," ",null,null,null,null," "]
["8.","Kable w izolacji silikonowej","x","x","x"," ","x","x","x","x","x","x","x"]
["9.","YKSY(FtZny)(ektmy)","x","x","x"," ","x","x","x","x","x","x","x"]
["10.","Kable XzTKMXpw (n) czwórkowe","x","x","x"," ","x","x","x","x","x","x","x"]
["11.","Kable XzTKMXpw (n) parowe","x","x","x"," ","x","x","x","x","x","x","x"]
["12.","Kable YnTKSY","x","x","x"," ","x","x","x","x","x","x","x"]
["13.","Kable typu YTKSY (ekw, ekp)                      ","x","x","x"," ","x","x","x","x","x","x","x"]
["14.","Kable komputerowe UTP, FTP","x","x",null,"x","x","x","x","x","x","x","x"]
["15.","Kable komputerowe UTPw, FTPw","x","x",null,"x","x","x","x","x","x","x","x"]
["16.","Kable koncentryczne","x","x","x"," ","x","x","x","x","x","x","x"]
["17.","Przewody PGYp (OFC)","x","x","x"," ","x","x","x","x","x","x","x"]
["18.","YTDY 2x0,5"," ","x"," "," ",null," ",null,null,null,null," "]
["19.","YTDY 4x0,5, 6x0,5, 8x0,5","x","x","x"," ",null,"x"]
["20.","YTDY reszta ","x"]
["21.","BUS","x","x","x"," ","x","x","x","x","x","x","x"]
["22.","RE, RD","x","x","x"," ","x","x","x","x","x","x","x"]
["23.","Kable sterownicze typu LIYCY, LIYY","x","x","x"," ","x","x","x","x","x","x","x"]
["24.","przewody dźwigowe  H05VVH6-F","x","x","x"," ","x","x","x","x","x","x","x"]
["25.","YKSLY","x","x","x"," ","x","x","x","x","x","x","x"]
["26.","2YSLCY ","x","x","x"," ","x","x","x","x","x","x","x"]
["27.","BIT","x","x","x"," ","x","x","x","x","x","x","x"]
["28.","BQF","x","x","x"," ","x","x","x","x","x","x","x"]
["29.","Kable Al. , Cu S.N.","x","x","x",null,"x","x","x","x","x","x","x"]
["(waga krążka 25kg-70kg to już szpula, pow. 70kg to bęben) - jeżeli promień gięcia na to pozwala"]
["Opłata z tytułu docięcia kabla lub przewodu na żądaną długość (inną aniżeli standardowa konfekcja) wynosi 200zł, chyba że umowa handlowa stanowi inaczej. "]
["OBRÓT OPAKOWANIAMI WIELOKROTNEGO UŻYTKU"]
["ZK BITNER sprzedaje Odbiorcy wraz z wyrobami opakowania wielokrotnego użytku w cenie określonej poniżej. \nTermin odkupienia przez ZK BITNER opakowań wielokrotnego użytku w pierwotnej cenie wynosi 365 dni od daty ich sprzedaży Odbiorcy. \nW terminie 366 -550 dni od daty pierwotnej sprzedaży Odbiorcy  wyrobu wraz z opakowaniem, opakowania wielokrotnego użytku odkupione będą przez ZK BITNER za 1/2 ceny. \nPo upływie 550 dni od daty sprzedaży Odbiorcy wyrobu wraz z opakowaniem wielokrotnego użytku ZK BITNER nie ma obowiązku odkupienia opakowań wielokrotnego użytku. \nKoszty związane z dostarczeniem opakowań wielokrotnego użytku do magazynu ZK BITNER ponosi Odbiorca. \nWarunkiem odkupienia od Odbiorcy przez ZK BITNER opakowania wielokrotnego użytku jest:\n- jego dobry stan techniczny, określany na podstawie oceny kierownika magazynu ZK BITNER w chwili dostarczenia opakowania wielokrotnego użytku przez Odbiorcę do magazynu ZK BITNER,\n- dostarczenie do ZK BITNER dokumentu (WZ) z numerami opakowań wielokrotnego użytku powiązanymi z numerem faktury sprzedaży wyrobu. \nOdbiorca po uzyskaniu potwierdzenia odbioru opakowań wielokrotnego użytku przez magazyn ZK BITNER, niezwłocznie (zgodnie z ustawą o podatku od towarów i usług) wystawi fakturę sprzedaży uwzględniając uwagi kierownika magazynu ZK BITNER i inne ustalenia dokonane z Odbiorcą przez dział logistyki ZK BITNER.\nAdres magazynu: Zakłady Kablowe BITNER 32-353 Trzyciąż 165 k/Krakowa."]
["L.P.","Typ bębna ","Średnica tarczy gł. ","Cena fabryczna"]
[1,"6/CB",600,60]
[2,"7/CB, 7A/CB",700,70]
[3,"8/CB, 8A/CB",800,100]
[4,"9/CB, 9A/CB",900,125]
[5,"10/CB, 10A/CB",1000,183]
[6,"12/CB, 12A/CB",1200,250]
[7,"14/CB",1400,350]
[8,"15/CB",1500,400]
[9,"16/CB",1600,500]
[10,"18/CB",1800,715]
[11,"20/CB",2000,1200]
[12,"21/CB",2100,1450]
[13,"22/CB",2200,1560]
[14,"24/CB",2400,1900]
[15,"25/CB",2500,2500]
[16,"26/CB",2600,2600]
[17,"28/CB",2800,2900]
["L.P.","Typ palety ","Wymiary","Cena fabryczna"]
["1.","EURO EPAL","1 200x800",35]